TRANSFORM | 8015 | 2040 | Import Biodiesel | Import brandstof | Biobased - Complex |  |  |  | 14 Koolstof | Import/export balans |  |  |  |  | 0.028 |  |  |  | 0 | 4444948.7389 | Biodiesel | 4444948.7389
TRANSFORM | 8010 | 2040 | Import Biokerosine | Import brandstof | Biobased - Complex |  |  |  | 14 Koolstof | Import/export balans |  |  |  |  | 0.028 |  |  |  | 0 | 5080005.4487 | Biokerosine | 5080005.4487
TRANSFORM | 8091 | 2040 | Import Biomass Local Wood chips | Import brandstof | Biobased - Complex |  |  |  | 14 Koolstof | Import/export balans |  |  |  |  | 0.028 |  |  |  | 0 | 0 | Biomass Local Wood chips | 0
TRANSFORM | 8064 | 2040 | Import Biomass Pyrolysis Oil | Import brandstof | Biobased - Complex |  |  |  | 14 Koolstof | Import/export balans |  |  |  |  | 0.028 |  |  |  | 0 | 201182.219 | Biomass Pyrolysis Oil | 201182.219
TRANSFORM | 8092 | 2040 | Import Biomass Straw | Import brandstof | Biobased - Complex |  |  |  | 14 Koolstof | Import/export balans |  |  |  |  | 0.028 |  |  |  | 0 | 0 | Biomass Straw | 0
TRANSFORM | 8039 | 2040 | Import Biomassa (AWZ, RWZ en STRT) | Import brandstof | Biobased - Eenvoudig |  |  |  | 14 Koolstof | Import/export balans |  |  |  |  | 0.028 |  |  |  | 0 | 75826619.8104 | Biomassa (AWZ, RWZ en STRT) | 75826619.8104
TRANSFORM | 8038 | 2040 | Import Biomassa (GFT & VGI) | Import brandstof | Biobased - Eenvoudig |  |  |  | 14 Koolstof | Import/export balans |  |  |  |  | 0.028 |  |  |  | 0 | 507406462.4795 | Biomassa (GFT & VGI) | 507406462.4795
TRANSFORM | 8062 | 2040 | Import Biomassa (UCO buitenland) | Import brandstof | Biobased - Eenvoudig |  |  |  | 14 Koolstof | Import/export balans |  |  |  |  | 0.028 |  |  |  | 0 | 699357885.2781 | Biomassa (UCO buitenland) | 699357885.2781
TRANSFORM | 8030 | 2040 | Import Biomassa (afval biogeen) | Import brandstof | Biobased - Eenvoudig |  |  |  | 14 Koolstof | Import/export balans |  |  |  |  | 0.028 |  |  |  | 0 | 0 | Biomassa (afval biogeen) | 0
TRANSFORM | 8024 | 2040 | Import Biomassa (hout binnenland) | Import brandstof | Biobased - Eenvoudig |  |  |  | 14 Koolstof | Import/export balans |  |  |  |  | 0.028 |  |  |  | 0 | 273944842 | Biomassa (hout binnenland) | 273944842
TRANSFORM | 8004 | 2040 | Import Biomassa (hout buitenland) | Import brandstof | Biobased - Eenvoudig |  |  |  | 14 Koolstof | Import/export balans |  |  |  |  | 0.028 |  |  |  | 0 | 4088053800 | Biomassa (hout buitenland) | 4088053800
TRANSFORM | 8073 | 2040 | Import Biomassa (hout buitenland), expensive part | Import brandstof | Biobased - Eenvoudig |  |  |  | 14 Koolstof | Import/export balans |  |  |  |  | 0.028 |  |  |  | 0 | 1103212893.7388 | Biomassa (hout buitenland), expensive part | 1103212893.7388
TRANSFORM | 8003 | 2040 | Import Biomassa (hout) | Import brandstof | Biobased - Eenvoudig |  |  |  | 14 Koolstof | Import/export balans |  |  |  |  | 0.028 |  |  |  | 0 | 0 | Biomassa (hout) | 0
TRANSFORM | 8093 | 2040 | Import Biomassa (natte stromen) | Import brandstof | Biobased - Eenvoudig |  |  |  | 14 Koolstof | Import/export balans |  |  |  |  | 0.028 |  |  |  | 0 | 0 | Biomassa (natte stromen) | 0
TRANSFORM | 8027 | 2040 | Import Biomassa (suikers) | Import brandstof | Biobased - Eenvoudig |  |  |  | 14 Koolstof | Import/export balans |  |  |  |  | 0.028 |  |  |  | 0 | 36826277.8269 | Biomassa (suikers) | 36826277.8269
TRANSFORM | 8077 | 2040 | Import Biomassa (zetmeel) | Import brandstof | Biobased - Complex |  |  |  | 14 Koolstof | Import/export balans |  |  |  |  | 0.028 |  |  |  | 0 | 0 | Biomassa (zetmeel) | 0
TRANSFORM | 8033 | 2040 | Import Biomethanol | Import brandstof | Biobased - Complex |  |  |  | 14 Koolstof | Import/export balans |  |  |  |  | 0.028 |  |  |  | 0 | 5911593.557 | Biomethanol | 5911593.557
TRANSFORM | 8013 | 2040 | Import Bionaphta | Import brandstof | Biobased - Complex |  |  |  | 14 Koolstof | Import/export balans |  |  |  |  | 0.028 |  |  |  | 0 | 1892301.9756 | Bionaphta | 1892301.9756
TRANSFORM | 8063 | 2040 | Import Cokes | Import brandstof | Fossiel - Complex |  |  |  | 14 Koolstof | Import/export balans |  |  |  |  | 0.028 |  |  |  | 0 | 7.3023 | Cokes | 7.3023
TRANSFORM | 8071 | 2040 | Import Cokesovengas | Import brandstof | Fossiel - Eenvoudig |  |  |  | 14 Koolstof | Import/export balans |  |  |  |  | 0.028 |  |  |  | 0 | 0 | Cokesovengas | 0
TRANSFORM | 8056 | 2040 | Import Diesel | Import brandstof | Fossiel - Complex |  |  |  | 14 Koolstof | Import/export balans |  |  |  |  | 0.028 |  |  |  | 0 | 0 | Diesel | 0
TRANSFORM | 8050 | 2040 | Import E-inhoud mest | Import brandstof | Biobased - Eenvoudig |  |  |  | 14 Koolstof | Import/export balans |  |  |  |  | 0.028 |  |  |  | 0 | -407669994.9204 | E-inhoud mest | -407669994.9204
TRANSFORM | 8001 | 2040 | Import Elektriciteit | Import brandstof | Elektriciteit |  |  |  | 11 Elektriciteit | Import/export balans |  |  |  |  | 0.028 |  |  |  | 0 | 0 | Elektriciteit | 0
TRANSFORM | 8083 | 2040 | Import Export elektriciteit | Import brandstof | Elektriciteit |  |  |  | 11 Elektriciteit | Import/export balans |  |  |  |  | 0.028 |  |  |  | 0 | 0 | Export elektriciteit | 0
TRANSFORM | 8076 | 2040 | Import Gas transport | Import brandstof | Fossiel - Eenvoudig |  |  |  | 14 Koolstof | Import/export balans |  |  |  |  | 0.028 |  |  |  | 0 | 0 | Gas transport | 0
TRANSFORM | 8085 | 2040 | Import Gas winning | Import brandstof | Fossiel - Eenvoudig |  |  |  | 14 Koolstof | Import/export balans |  |  |  |  | 0.028 |  |  |  | 0 | 0 | Gas winning | 0
TRANSFORM | 8058 | 2040 | Import HFO | Import brandstof | Fossiel - Complex |  |  |  | 14 Koolstof | Import/export balans |  |  |  |  | 0.028 |  |  |  | 0 | -3.0288e-08 | HFO | -3.0288e-08
TRANSFORM | 8016 | 2040 | Import Heat100to200 | Import brandstof | Warmte |  |  |  | 12 Warmte | Import/export balans |  |  |  |  | 0.028 |  |  |  | 0 | 12.9509 | Heat100to200 | 12.9509
TRANSFORM | 8040 | 2040 | Import Heat200to400 | Import brandstof | Warmte |  |  |  | 12 Warmte | Import/export balans |  |  |  |  | 0.028 |  |  |  | 0 | 35.0628 | Heat200to400 | 35.0628
TRANSFORM | 8051 | 2040 | Import HeatDir200to400 | Import brandstof | Warmte |  |  |  | 12 Warmte | Import/export balans |  |  |  |  | 0.028 |  |  |  | 0 | 4.9598 | HeatDir200to400 | 4.9598
TRANSFORM | 8048 | 2040 | Import HeatHT400 | Import brandstof | Warmte |  |  |  | 12 Warmte | Import/export balans |  |  |  |  | 0.028 |  |  |  | 0 | 6.8045 | HeatHT400 | 6.8045
TRANSFORM | 8055 | 2040 | Import Hoogovengas | Import brandstof | Fossiel - Eenvoudig |  |  |  | 14 Koolstof | Import/export balans |  |  |  |  | 0.028 |  |  |  | 0 | 0 | Hoogovengas | 0
TRANSFORM | 8095 | 2040 | Import Hydrogen export | Import brandstof | Waterstof |  |  |  | 13 Waterstof | Import/export balans |  |  |  |  | 0.028 |  |  |  | 0 | 0 | Hydrogen export | 0
TRANSFORM | 8080 | 2040 | Import Hydrogen import | Import brandstof | Waterstof |  |  |  | 13 Waterstof | Import/export balans |  |  |  |  | 0.028 |  |  |  | 0 | 2309786158.8517 | Hydrogen import | 2309786158.8517
TRANSFORM | 8037 | 2040 | Import Import elektriciteit | Import brandstof | Elektriciteit |  |  |  | 11 Elektriciteit | Import/export balans |  |  |  |  | 0.028 |  |  |  | 0 | 1336595929.9676 | Import elektriciteit | 1336595929.9676
TRANSFORM | 8059 | 2040 | Import Kerosine | Import brandstof | Fossiel - Complex |  |  |  | 14 Koolstof | Import/export balans |  |  |  |  | 0.028 |  |  |  | 0 | 0 | Kerosine | 0
TRANSFORM | 8049 | 2040 | Import Kolen | Import brandstof | Fossiel - Complex |  |  |  | 14 Koolstof | Import/export balans |  |  |  |  | 0.028 |  |  |  | 0 | 2372004.0419 | Kolen | 2372004.0419
TRANSFORM | 8084 | 2040 | Import LNG for shipping | Import brandstof | Fossiel - Eenvoudig |  |  |  | 14 Koolstof | Import/export balans |  |  |  |  | 0.028 |  |  |  | 0 | 0 | LNG for shipping | 0
TRANSFORM | 8057 | 2040 | Import LPG | Import brandstof | Fossiel - Complex |  |  |  | 14 Koolstof | Import/export balans |  |  |  |  | 0.028 |  |  |  | 0 | 4.5371e-08 | LPG | 4.5371e-08
TRANSFORM | 8072 | 2040 | Import Methanol | Import brandstof | Fossiel - Complex |  |  |  | 14 Koolstof | Import/export balans |  |  |  |  | 0.028 |  |  |  | 0 | 724279.5825 | Methanol | 724279.5825
TRANSFORM | 8065 | 2040 | Import Methanol for shipping | Import brandstof | Fossiel - Complex |  |  |  | 14 Koolstof | Import/export balans |  |  |  |  | 0.028 |  |  |  | 0 | 724281.2007 | Methanol for shipping | 724281.2007
TRANSFORM | 8053 | 2040 | Import Naphta | Import brandstof | Fossiel - Complex |  |  |  | 14 Koolstof | Import/export balans |  |  |  |  | 0.028 |  |  |  | 0 | 1196650814.1382 | Naphta | 1196650814.1382
TRANSFORM | 8054 | 2040 | Import Olie | Import brandstof | Fossiel - Complex |  |  |  | 14 Koolstof | Import/export balans |  |  |  |  | 0.028 |  |  |  | 0 | 12676273558.379 | Olie | 12676273558.379
TRANSFORM | 8079 | 2040 | Import Oliegrondstoffen | Import brandstof | Fossiel - Complex |  |  |  | 14 Koolstof | Import/export balans |  |  |  |  | 0.028 |  |  |  | 0 | 0 | Oliegrondstoffen | 0
TRANSFORM | 8045 | 2040 | Import Overige olieproducten | Import brandstof | Fossiel - Complex |  |  |  | 14 Koolstof | Import/export balans |  |  |  |  | 0.028 |  |  |  | 0 | 1869733956.6254 | Overige olieproducten | 1869733956.6254
TRANSFORM | 8075 | 2040 | Import Plastic pyrolysis oil | Import brandstof | Fossiel - Complex |  |  |  | 14 Koolstof | Import/export balans |  |  |  |  | 0.028 |  |  |  | 0 | 2146299.9571 | Plastic pyrolysis oil | 2146299.9571
TRANSFORM | 8052 | 2040 | Import Restgassen | Import brandstof | Fossiel - Complex |  |  |  | 14 Koolstof | Import/export balans |  |  |  |  | 0.028 |  |  |  | 0 | 0 | Restgassen | 0
TRANSFORM | 8047 | 2040 | Import Synthetic LPG | Import brandstof | Synthetisch |  |  |  | 14 Koolstof | Import/export balans |  |  |  |  | 0.028 |  |  |  | 0 | 1.0477 | Synthetic LPG | 1.0477
TRANSFORM | 8070 | 2040 | Import Synthetic benzine | Import brandstof | Synthetisch |  |  |  | 14 Koolstof | Import/export balans |  |  |  |  | 0.028 |  |  |  | 0 | 1904999.4287 | Synthetic benzine | 1904999.4287
TRANSFORM | 8018 | 2040 | Import Synthetic diesel | Import brandstof | Synthetisch |  |  |  | 14 Koolstof | Import/export balans |  |  |  |  | 0.028 |  |  |  | 0 | 2984461.8573 | Synthetic diesel | 2984461.8573
TRANSFORM | 8020 | 2040 | Import Synthetic kerosine | Import brandstof | Synthetisch |  |  |  | 14 Koolstof | Import/export balans |  |  |  |  | 0.028 |  |  |  | 0 | 2895603.7643 | Synthetic kerosine | 2895603.7643
TRANSFORM | 8023 | 2040 | Import Synthetic methanol | Import brandstof | Synthetisch |  |  |  | 14 Koolstof | Import/export balans |  |  |  |  | 0.028 |  |  |  | 0 | 2387604.4139 | Synthetic methanol | 2387604.4139
TRANSFORM | 8029 | 2040 | Import Synthetic methanol for shipping | Import brandstof | Synthetisch |  |  |  | 14 Koolstof | Import/export balans |  |  |  |  | 0.028 |  |  |  | 0 | 2514604.5441 | Synthetic methanol for shipping | 2514604.5441
TRANSFORM | 8019 | 2040 | Import Synthetic naphtha | Import brandstof | Synthetisch |  |  |  | 14 Koolstof | Import/export balans |  |  |  |  | 0.028 |  |  |  | 0 | 1892301.4684 | Synthetic naphtha | 1892301.4684
TRANSFORM | 8005 | 2040 | Import Warmte | Import brandstof | Warmte |  |  |  | 12 Warmte | Import/export balans |  |  |  |  | 0.028 |  |  |  | 0 | 12.9584 | Warmte | 12.9584
TRANSFORM | 8006 | 2040 | Import Waterstof | Import brandstof | Waterstof |  |  |  | 13 Waterstof | Import/export balans |  |  |  |  | 0.028 |  |  |  | 0 | 29.8632 | Waterstof | 29.8632
TRANSFORM | 8007 | 2045 | Import Aardgas | Import brandstof | Fossiel - Eenvoudig |  |  |  | 14 Koolstof | Import/export balans |  |  |  |  | 0.028 |  |  |  | 0 | 1396532182.6946 | Aardgas | 1396532182.6946
TRANSFORM | 8031 | 2045 | Import Aardgas feedstock | Import brandstof | Fossiel - Eenvoudig |  |  |  | 14 Koolstof | Import/export balans |  |  |  |  | 0.028 |  |  |  | 0 | 1.1672 | Aardgas feedstock | 1.1672
TRANSFORM | 8028 | 2045 | Import Ammonia | Import brandstof | Waterstof |  |  |  | 13 Waterstof | Import/export balans |  |  |  |  | 0.028 |  |  |  | 0 | 142379415.6449 | Ammonia | 142379415.6449
TRANSFORM | 8081 | 2045 | Import Ammonia export | Import brandstof | Waterstof |  |  |  | 13 Waterstof | Import/export balans |  |  |  |  | 0.028 |  |  |  | 0 | 0 | Ammonia export | 0
TRANSFORM | 8087 | 2045 | Import Ammonia import | Import brandstof | Waterstof |  |  |  | 13 Waterstof | Import/export balans |  |  |  |  | 0.028 |  |  |  | 0 | 0 | Ammonia import | 0
TRANSFORM | 8089 | 2045 | Import Aromatics | Import brandstof | Fossiel - Complex |  |  |  | 14 Koolstof | Import/export balans |  |  |  |  | 0.028 |  |  |  | 0 | 3.0893 | Aromatics | 3.0893
TRANSFORM | 8060 | 2045 | Import Benzine | Import brandstof | Fossiel - Complex |  |  |  | 14 Koolstof | Import/export balans |  |  |  |  | 0.028 |  |  |  | 0 | 4.9439e-08 | Benzine | 4.9439e-08
TRANSFORM | 8078 | 2045 | Import Bio-DME | Import brandstof | Biobased - Complex |  |  |  | 14 Koolstof | Import/export balans |  |  |  |  | 0.028 |  |  |  | 0 | 7361711.6293 | Bio-DME | 7361711.6293
TRANSFORM | 8042 | 2045 | Import Bio-LNG for shipping | Import brandstof | Biobased - Eenvoudig |  |  |  | 14 Koolstof | Import/export balans |  |  |  |  | 0.028 |  |  |  | 0 | 7361697.8843 | Bio-LNG for shipping | 7361697.8843
TRANSFORM | 8044 | 2045 | Import Bio-LPG | Import brandstof | Biobased - Complex |  |  |  | 14 Koolstof | Import/export balans |  |  |  |  | 0.028 |  |  |  | 0 | 0.11278 | Bio-LPG | 0.11278
TRANSFORM | 8035 | 2045 | Import Bio-Methanol for shipping | Import brandstof | Biobased - Complex |  |  |  | 14 Koolstof | Import/export balans |  |  |  |  | 0.028 |  |  |  | 0 | 7361735.9847 | Bio-Methanol for shipping | 7361735.9847
TRANSFORM | 8090 | 2045 | Import Bio-aromatics | Import brandstof | Biobased - Complex |  |  |  | 14 Koolstof | Import/export balans |  |  |  |  | 0.028 |  |  |  | 0 | 7361731.436 | Bio-aromatics | 7361731.436
TRANSFORM | 8066 | 2045 | Import Bio-ethanol | Import brandstof | Biobased - Complex |  |  |  | 14 Koolstof | Import/export balans |  |  |  |  | 0.028 |  |  |  | 0 | 7361733.4055 | Bio-ethanol | 7361733.4055
TRANSFORM | 8067 | 2045 | Import BioHFO | Import brandstof | Biobased - Complex |  |  |  | 14 Koolstof | Import/export balans |  |  |  |  | 0.028 |  |  |  | 0 | 7361728.3103 | BioHFO | 7361728.3103
TRANSFORM | 8034 | 2045 | Import Biobenzine | Import brandstof | Biobased - Complex |  |  |  | 14 Koolstof | Import/export balans |  |  |  |  | 0.028 |  |  |  | 0 | 7361668.4705 | Biobenzine | 7361668.4705
TRANSFORM | 8015 | 2045 | Import Biodiesel | Import brandstof | Biobased - Complex |  |  |  | 14 Koolstof | Import/export balans |  |  |  |  | 0.028 |  |  |  | 0 | 4444806.6518 | Biodiesel | 4444806.6518
TRANSFORM | 8010 | 2045 | Import Biokerosine | Import brandstof | Biobased - Complex |  |  |  | 14 Koolstof | Import/export balans |  |  |  |  | 0.028 |  |  |  | 0 | 5080016.4592 | Biokerosine | 5080016.4592
TRANSFORM | 8091 | 2045 | Import Biomass Local Wood chips | Import brandstof | Biobased - Complex |  |  |  | 14 Koolstof | Import/export balans |  |  |  |  | 0.028 |  |  |  | 0 | 0 | Biomass Local Wood chips | 0
TRANSFORM | 8064 | 2045 | Import Biomass Pyrolysis Oil | Import brandstof | Biobased - Complex |  |  |  | 14 Koolstof | Import/export balans |  |  |  |  | 0.028 |  |  |  | 0 | 685012.7589 | Biomass Pyrolysis Oil | 685012.7589
TRANSFORM | 8092 | 2045 | Import Biomass Straw | Import brandstof | Biobased - Complex |  |  |  | 14 Koolstof | Import/export balans |  |  |  |  | 0.028 |  |  |  | 0 | 0 | Biomass Straw | 0
TRANSFORM | 8039 | 2045 | Import Biomassa (AWZ, RWZ en STRT) | Import brandstof | Biobased - Eenvoudig |  |  |  | 14 Koolstof | Import/export balans |  |  |  |  | 0.028 |  |  |  | 0 | 75826619.1785 | Biomassa (AWZ, RWZ en STRT) | 75826619.1785
TRANSFORM | 8038 | 2045 | Import Biomassa (GFT & VGI) | Import brandstof | Biobased - Eenvoudig |  |  |  | 14 Koolstof | Import/export balans |  |  |  |  | 0.028 |  |  |  | 0 | 617671008.0921 | Biomassa (GFT & VGI) | 617671008.0921
TRANSFORM | 8062 | 2045 | Import Biomassa (UCO buitenland) | Import brandstof | Biobased - Eenvoudig |  |  |  | 14 Koolstof | Import/export balans |  |  |  |  | 0.028 |  |  |  | 0 | 747961102.6391 | Biomassa (UCO buitenland) | 747961102.6391
TRANSFORM | 8030 | 2045 | Import Biomassa (afval biogeen) | Import brandstof | Biobased - Eenvoudig |  |  |  | 14 Koolstof | Import/export balans |  |  |  |  | 0.028 |  |  |  | 0 | 0 | Biomassa (afval biogeen) | 0
TRANSFORM | 8024 | 2045 | Import Biomassa (hout binnenland) | Import brandstof | Biobased - Eenvoudig |  |  |  | 14 Koolstof | Import/export balans |  |  |  |  | 0.028 |  |  |  | 0 | 295356661 | Biomassa (hout binnenland) | 295356661
TRANSFORM | 8004 | 2045 | Import Biomassa (hout buitenland) | Import brandstof | Biobased - Eenvoudig |  |  |  | 14 Koolstof | Import/export balans |  |  |  |  | 0.028 |  |  |  | 0 | 5823470700 | Biomassa (hout buitenland) | 5823470700
TRANSFORM | 8073 | 2045 | Import Biomassa (hout buitenland), expensive part | Import brandstof | Biobased - Eenvoudig |  |  |  | 14 Koolstof | Import/export balans |  |  |  |  | 0.028 |  |  |  | 0 | 1345371750.2888 | Biomassa (hout buitenland), expensive part | 1345371750.2888
TRANSFORM | 8003 | 2045 | Import Biomassa (hout) | Import brandstof | Biobased - Eenvoudig |  |  |  | 14 Koolstof | Import/export balans |  |  |  |  | 0.028 |  |  |  | 0 | 0 | Biomassa (hout) | 0
TRANSFORM | 8093 | 2045 | Import Biomassa (natte stromen) | Import brandstof | Biobased - Eenvoudig |  |  |  | 14 Koolstof | Import/export balans |  |  |  |  | 0.028 |  |  |  | 0 | 0 | Biomassa (natte stromen) | 0
TRANSFORM | 8027 | 2045 | Import Biomassa (suikers) | Import brandstof | Biobased - Eenvoudig |  |  |  | 14 Koolstof | Import/export balans |  |  |  |  | 0.028 |  |  |  | 0 | 29461022.2564 | Biomassa (suikers) | 29461022.2564
TRANSFORM | 8077 | 2045 | Import Biomassa (zetmeel) | Import brandstof | Biobased - Complex |  |  |  | 14 Koolstof | Import/export balans |  |  |  |  | 0.028 |  |  |  | 0 | 0 | Biomassa (zetmeel) | 0
TRANSFORM | 8033 | 2045 | Import Biomethanol | Import brandstof | Biobased - Complex |  |  |  | 14 Koolstof | Import/export balans |  |  |  |  | 0.028 |  |  |  | 0 | 7361734.9116 | Biomethanol | 7361734.9116
TRANSFORM | 8013 | 2045 | Import Bionaphta | Import brandstof | Biobased - Complex |  |  |  | 14 Koolstof | Import/export balans |  |  |  |  | 0.028 |  |  |  | 0 | 1892302.2655 | Bionaphta | 1892302.2655
TRANSFORM | 8063 | 2045 | Import Cokes | Import brandstof | Fossiel - Complex |  |  |  | 14 Koolstof | Import/export balans |  |  |  |  | 0.028 |  |  |  | 0 | 0 | Cokes | 0
TRANSFORM | 8071 | 2045 | Import Cokesovengas | Import brandstof | Fossiel - Eenvoudig |  |  |  | 14 Koolstof | Import/export balans |  |  |  |  | 0.028 |  |  |  | 0 | 0 | Cokesovengas | 0
TRANSFORM | 8056 | 2045 | Import Diesel | Import brandstof | Fossiel - Complex |  |  |  | 14 Koolstof | Import/export balans |  |  |  |  | 0.028 |  |  |  | 0 | 0 | Diesel | 0
TRANSFORM | 8050 | 2045 | Import E-inhoud mest | Import brandstof | Biobased - Eenvoudig |  |  |  | 14 Koolstof | Import/export balans |  |  |  |  | 0.028 |  |  |  | 0 | -407669999.8641 | E-inhoud mest | -407669999.8641
TRANSFORM | 8001 | 2045 | Import Elektriciteit | Import brandstof | Elektriciteit |  |  |  | 11 Elektriciteit | Import/export balans |  |  |  |  | 0.028 |  |  |  | 0 | 0 | Elektriciteit | 0
TRANSFORM | 8083 | 2045 | Import Export elektriciteit | Import brandstof | Elektriciteit |  |  |  | 11 Elektriciteit | Import/export balans |  |  |  |  | 0.028 |  |  |  | 0 | 0 | Export elektriciteit | 0
TRANSFORM | 8076 | 2045 | Import Gas transport | Import brandstof | Fossiel - Eenvoudig |  |  |  | 14 Koolstof | Import/export balans |  |  |  |  | 0.028 |  |  |  | 0 | 0 | Gas transport | 0
TRANSFORM | 8085 | 2045 | Import Gas winning | Import brandstof | Fossiel - Eenvoudig |  |  |  | 14 Koolstof | Import/export balans |  |  |  |  | 0.028 |  |  |  | 0 | 0 | Gas winning | 0
TRANSFORM | 8058 | 2045 | Import HFO | Import brandstof | Fossiel - Complex |  |  |  | 14 Koolstof | Import/export balans |  |  |  |  | 0.028 |  |  |  | 0 | 0 | HFO | 0
TRANSFORM | 8016 | 2045 | Import Heat100to200 | Import brandstof | Warmte |  |  |  | 12 Warmte | Import/export balans |  |  |  |  | 0.028 |  |  |  | 0 | 22.7191 | Heat100to200 | 22.7191
TRANSFORM | 8040 | 2045 | Import Heat200to400 | Import brandstof | Warmte |  |  |  | 12 Warmte | Import/export balans |  |  |  |  | 0.028 |  |  |  | 0 | 42.8234 | Heat200to400 | 42.8234
TRANSFORM | 8051 | 2045 | Import HeatDir200to400 | Import brandstof | Warmte |  |  |  | 12 Warmte | Import/export balans |  |  |  |  | 0.028 |  |  |  | 0 | 2.2353 | HeatDir200to400 | 2.2353
TRANSFORM | 8048 | 2045 | Import HeatHT400 | Import brandstof | Warmte |  |  |  | 12 Warmte | Import/export balans |  |  |  |  | 0.028 |  |  |  | 0 | 3.0171e-18 | HeatHT400 | 3.0171e-18
TRANSFORM | 8055 | 2045 | Import Hoogovengas | Import brandstof | Fossiel - Eenvoudig |  |  |  | 14 Koolstof | Import/export balans |  |  |  |  | 0.028 |  |  |  | 0 | 0 | Hoogovengas | 0
TRANSFORM | 8095 | 2045 | Import Hydrogen export | Import brandstof | Waterstof |  |  |  | 13 Waterstof | Import/export balans |  |  |  |  | 0.028 |  |  |  | 0 | 0 | Hydrogen export | 0
TRANSFORM | 8080 | 2045 | Import Hydrogen import | Import brandstof | Waterstof |  |  |  | 13 Waterstof | Import/export balans |  |  |  |  | 0.028 |  |  |  | 0 | 3742323412.0135 | Hydrogen import | 3742323412.0135
TRANSFORM | 8037 | 2045 | Import Import elektriciteit | Import brandstof | Elektriciteit |  |  |  | 11 Elektriciteit | Import/export balans |  |  |  |  | 0.028 |  |  |  | 0 | 835093108.3807 | Import elektriciteit | 835093108.3807
TRANSFORM | 8059 | 2045 | Import Kerosine | Import brandstof | Fossiel - Complex |  |  |  | 14 Koolstof | Import/export balans |  |  |  |  | 0.028 |  |  |  | 0 | 0 | Kerosine | 0
TRANSFORM | 8049 | 2045 | Import Kolen | Import brandstof | Fossiel - Complex |  |  |  | 14 Koolstof | Import/export balans |  |  |  |  | 0.028 |  |  |  | 0 | 2281717.2028 | Kolen | 2281717.2028
TRANSFORM | 8084 | 2045 | Import LNG for shipping | Import brandstof | Fossiel - Eenvoudig |  |  |  | 14 Koolstof | Import/export balans |  |  |  |  | 0.028 |  |  |  | 0 | 166444883.2773 | LNG for shipping | 166444883.2773
TRANSFORM | 8057 | 2045 | Import LPG | Import brandstof | Fossiel - Complex |  |  |  | 14 Koolstof | Import/export balans |  |  |  |  | 0.028 |  |  |  | 0 | 0 | LPG | 0
TRANSFORM | 8072 | 2045 | Import Methanol | Import brandstof | Fossiel - Complex |  |  |  | 14 Koolstof | Import/export balans |  |  |  |  | 0.028 |  |  |  | 0 | 729496.2663 | Methanol | 729496.2663
TRANSFORM | 8065 | 2045 | Import Methanol for shipping | Import brandstof | Fossiel - Complex |  |  |  | 14 Koolstof | Import/export balans |  |  |  |  | 0.028 |  |  |  | 0 | 729497.6303 | Methanol for shipping | 729497.6303
TRANSFORM | 8053 | 2045 | Import Naphta | Import brandstof | Fossiel - Complex |  |  |  | 14 Koolstof | Import/export balans |  |  |  |  | 0.028 |  |  |  | 0 | 557071138.5398 | Naphta | 557071138.5398
TRANSFORM | 8054 | 2045 | Import Olie | Import brandstof | Fossiel - Complex |  |  |  | 14 Koolstof | Import/export balans |  |  |  |  | 0.028 |  |  |  | 0 | 8682609603.2037 | Olie | 8682609603.2037
TRANSFORM | 8079 | 2045 | Import Oliegrondstoffen | Import brandstof | Fossiel - Complex |  |  |  | 14 Koolstof | Import/export balans |  |  |  |  | 0.028 |  |  |  | 0 | 0 | Oliegrondstoffen | 0
TRANSFORM | 8045 | 2045 | Import Overige olieproducten | Import brandstof | Fossiel - Complex |  |  |  | 14 Koolstof | Import/export balans |  |  |  |  | 0.028 |  |  |  | 0 | 1625063124.7286 | Overige olieproducten | 1625063124.7286
TRANSFORM | 8075 | 2045 | Import Plastic pyrolysis oil | Import brandstof | Fossiel - Complex |  |  |  | 14 Koolstof | Import/export balans |  |  |  |  | 0.028 |  |  |  | 0 | 2146299.7854 | Plastic pyrolysis oil | 2146299.7854
TRANSFORM | 8052 | 2045 | Import Restgassen | Import brandstof | Fossiel - Complex |  |  |  | 14 Koolstof | Import/export balans |  |  |  |  | 0.028 |  |  |  | 0 | 3.8619e-16 | Restgassen | 3.8619e-16
TRANSFORM | 8047 | 2045 | Import Synthetic LPG | Import brandstof | Synthetisch |  |  |  | 14 Koolstof | Import/export balans |  |  |  |  | 0.028 |  |  |  | 0 | 0 | Synthetic LPG | 0
TRANSFORM | 8070 | 2045 | Import Synthetic benzine | Import brandstof | Synthetisch |  |  |  | 14 Koolstof | Import/export balans |  |  |  |  | 0.028 |  |  |  | 0 | 1904984.5482 | Synthetic benzine | 1904984.5482
TRANSFORM | 8018 | 2045 | Import Synthetic diesel | Import brandstof | Synthetisch |  |  |  | 14 Koolstof | Import/export balans |  |  |  |  | 0.028 |  |  |  | 0 | 2984365.6975 | Synthetic diesel | 2984365.6975
TRANSFORM | 8020 | 2045 | Import Synthetic kerosine | Import brandstof | Synthetisch |  |  |  | 14 Koolstof | Import/export balans |  |  |  |  | 0.028 |  |  |  | 0 | 2895600.5791 | Synthetic kerosine | 2895600.5791
TRANSFORM | 8023 | 2045 | Import Synthetic methanol | Import brandstof | Synthetisch |  |  |  | 14 Koolstof | Import/export balans |  |  |  |  | 0.028 |  |  |  | 0 | 2387601.6708 | Synthetic methanol | 2387601.6708
TRANSFORM | 8029 | 2045 | Import Synthetic methanol for shipping | Import brandstof | Synthetisch |  |  |  | 14 Koolstof | Import/export balans |  |  |  |  | 0.028 |  |  |  | 0 | 2514600.2102 | Synthetic methanol for shipping | 2514600.2102
TRANSFORM | 8019 | 2045 | Import Synthetic naphtha | Import brandstof | Synthetisch |  |  |  | 14 Koolstof | Import/export balans |  |  |  |  | 0.028 |  |  |  | 0 | 1892300.0339 | Synthetic naphtha | 1892300.0339
TRANSFORM | 8005 | 2045 | Import Warmte | Import brandstof | Warmte |  |  |  | 12 Warmte | Import/export balans |  |  |  |  | 0.028 |  |  |  | 0 | 18.8138 | Warmte | 18.8138
TRANSFORM | 8006 | 2045 | Import Waterstof | Import brandstof | Waterstof |  |  |  | 13 Waterstof | Import/export balans |  |  |  |  | 0.028 |  |  |  | 0 | -7.759e-15 | Waterstof | -7.759e-15
TRANSFORM | 8007 | 2050 | Import Aardgas | Import brandstof | Fossiel - Eenvoudig |  |  |  | 14 Koolstof | Import/export balans |  |  |  |  | 0.028 |  |  |  | 0 | 60413704.2136 | Aardgas | 60413704.2136
TRANSFORM | 8031 | 2050 | Import Aardgas feedstock | Import brandstof | Fossiel - Eenvoudig |  |  |  | 14 Koolstof | Import/export balans |  |  |  |  | 0.028 |  |  |  | 0 | 0.58777 | Aardgas feedstock | 0.58777
TRANSFORM | 8028 | 2050 | Import Ammonia | Import brandstof | Waterstof |  |  |  | 13 Waterstof | Import/export balans |  |  |  |  | 0.028 |  |  |  | 0 | 119434350.9619 | Ammonia | 119434350.9619
TRANSFORM | 8081 | 2050 | Import Ammonia export | Import brandstof | Waterstof |  |  |  | 13 Waterstof | Import/export balans |  |  |  |  | 0.028 |  |  |  | 0 | 0 | Ammonia export | 0
TRANSFORM | 8087 | 2050 | Import Ammonia import | Import brandstof | Waterstof |  |  |  | 13 Waterstof | Import/export balans |  |  |  |  | 0.028 |  |  |  | 0 | 0 | Ammonia import | 0
TRANSFORM | 8089 | 2050 | Import Aromatics | Import brandstof | Fossiel - Complex |  |  |  | 14 Koolstof | Import/export balans |  |  |  |  | 0.028 |  |  |  | 0 | 0.47422 | Aromatics | 0.47422
TRANSFORM | 8060 | 2050 | Import Benzine | Import brandstof | Fossiel - Complex |  |  |  | 14 Koolstof | Import/export balans |  |  |  |  | 0.028 |  |  |  | 0 | 18794475.2819 | Benzine | 18794475.2819
TRANSFORM | 8078 | 2050 | Import Bio-DME | Import brandstof | Biobased - Complex |  |  |  | 14 Koolstof | Import/export balans |  |  |  |  | 0.028 |  |  |  | 0 | 8811866.3701 | Bio-DME | 8811866.3701
TRANSFORM | 8042 | 2050 | Import Bio-LNG for shipping | Import brandstof | Biobased - Eenvoudig |  |  |  | 14 Koolstof | Import/export balans |  |  |  |  | 0.028 |  |  |  | 0 | 8811884.0458 | Bio-LNG for shipping | 8811884.0458
TRANSFORM | 8044 | 2050 | Import Bio-LPG | Import brandstof | Biobased - Complex |  |  |  | 14 Koolstof | Import/export balans |  |  |  |  | 0.028 |  |  |  | 0 | 0.47953 | Bio-LPG | 0.47953
TRANSFORM | 8035 | 2050 | Import Bio-Methanol for shipping | Import brandstof | Biobased - Complex |  |  |  | 14 Koolstof | Import/export balans |  |  |  |  | 0.028 |  |  |  | 0 | 8811920.5262 | Bio-Methanol for shipping | 8811920.5262
TRANSFORM | 8090 | 2050 | Import Bio-aromatics | Import brandstof | Biobased - Complex |  |  |  | 14 Koolstof | Import/export balans |  |  |  |  | 0.028 |  |  |  | 0 | 8811885.5438 | Bio-aromatics | 8811885.5438
TRANSFORM | 8066 | 2050 | Import Bio-ethanol | Import brandstof | Biobased - Complex |  |  |  | 14 Koolstof | Import/export balans |  |  |  |  | 0.028 |  |  |  | 0 | 8811871.2914 | Bio-ethanol | 8811871.2914
TRANSFORM | 8067 | 2050 | Import BioHFO | Import brandstof | Biobased - Complex |  |  |  | 14 Koolstof | Import/export balans |  |  |  |  | 0.028 |  |  |  | 0 | 8811875.1105 | BioHFO | 8811875.1105
TRANSFORM | 8034 | 2050 | Import Biobenzine | Import brandstof | Biobased - Complex |  |  |  | 14 Koolstof | Import/export balans |  |  |  |  | 0.028 |  |  |  | 0 | 8811888.4914 | Biobenzine | 8811888.4914
TRANSFORM | 8015 | 2050 | Import Biodiesel | Import brandstof | Biobased - Complex |  |  |  | 14 Koolstof | Import/export balans |  |  |  |  | 0.028 |  |  |  | 0 | 4444959.1886 | Biodiesel | 4444959.1886
TRANSFORM | 8010 | 2050 | Import Biokerosine | Import brandstof | Biobased - Complex |  |  |  | 14 Koolstof | Import/export balans |  |  |  |  | 0.028 |  |  |  | 0 | 5080007.4168 | Biokerosine | 5080007.4168
TRANSFORM | 8091 | 2050 | Import Biomass Local Wood chips | Import brandstof | Biobased - Complex |  |  |  | 14 Koolstof | Import/export balans |  |  |  |  | 0.028 |  |  |  | 0 | 0 | Biomass Local Wood chips | 0
TRANSFORM | 8064 | 2050 | Import Biomass Pyrolysis Oil | Import brandstof | Biobased - Complex |  |  |  | 14 Koolstof | Import/export balans |  |  |  |  | 0.028 |  |  |  | 0 | 685012.6986 | Biomass Pyrolysis Oil | 685012.6986
TRANSFORM | 8092 | 2050 | Import Biomass Straw | Import brandstof | Biobased - Complex |  |  |  | 14 Koolstof | Import/export balans |  |  |  |  | 0.028 |  |  |  | 0 | 0 | Biomass Straw | 0
TRANSFORM | 8039 | 2050 | Import Biomassa (AWZ, RWZ en STRT) | Import brandstof | Biobased - Eenvoudig |  |  |  | 14 Koolstof | Import/export balans |  |  |  |  | 0.028 |  |  |  | 0 | 75826619.5956 | Biomassa (AWZ, RWZ en STRT) | 75826619.5956
TRANSFORM | 8038 | 2050 | Import Biomassa (GFT & VGI) | Import brandstof | Biobased - Eenvoudig |  |  |  | 14 Koolstof | Import/export balans |  |  |  |  | 0.028 |  |  |  | 0 | 727935549.176 | Biomassa (GFT & VGI) | 727935549.176
TRANSFORM | 8062 | 2050 | Import Biomassa (UCO buitenland) | Import brandstof | Biobased - Eenvoudig |  |  |  | 14 Koolstof | Import/export balans |  |  |  |  | 0.028 |  |  |  | 0 | 796564318.4703 | Biomassa (UCO buitenland) | 796564318.4703
TRANSFORM | 8030 | 2050 | Import Biomassa (afval biogeen) | Import brandstof | Biobased - Eenvoudig |  |  |  | 14 Koolstof | Import/export balans |  |  |  |  | 0.028 |  |  |  | 0 | 0 | Biomassa (afval biogeen) | 0
TRANSFORM | 8024 | 2050 | Import Biomassa (hout binnenland) | Import brandstof | Biobased - Eenvoudig |  |  |  | 14 Koolstof | Import/export balans |  |  |  |  | 0.028 |  |  |  | 0 | 316768480 | Biomassa (hout binnenland) | 316768480
TRANSFORM | 8004 | 2050 | Import Biomassa (hout buitenland) | Import brandstof | Biobased - Eenvoudig |  |  |  | 14 Koolstof | Import/export balans |  |  |  |  | 0.028 |  |  |  | 0 | 7558887600 | Biomassa (hout buitenland) | 7558887600
TRANSFORM | 8073 | 2050 | Import Biomassa (hout buitenland), expensive part | Import brandstof | Biobased - Eenvoudig |  |  |  | 14 Koolstof | Import/export balans |  |  |  |  | 0.028 |  |  |  | 0 | 1587530607 | Biomassa (hout buitenland), expensive part | 1587530607
TRANSFORM | 8003 | 2050 | Import Biomassa (hout) | Import brandstof | Biobased - Eenvoudig |  |  |  | 14 Koolstof | Import/export balans |  |  |  |  | 0.028 |  |  |  | 0 | 0 | Biomassa (hout) | 0
TRANSFORM | 8093 | 2050 | Import Biomassa (natte stromen) | Import brandstof | Biobased - Eenvoudig |  |  |  | 14 Koolstof | Import/export balans |  |  |  |  | 0.028 |  |  |  | 0 | 0 | Biomassa (natte stromen) | 0
TRANSFORM | 8027 | 2050 | Import Biomassa (suikers) | Import brandstof | Biobased - Eenvoudig |  |  |  | 14 Koolstof | Import/export balans |  |  |  |  | 0.028 |  |  |  | 0 | 57541058.6897 | Biomassa (suikers) | 57541058.6897
TRANSFORM | 8077 | 2050 | Import Biomassa (zetmeel) | Import brandstof | Biobased - Complex |  |  |  | 14 Koolstof | Import/export balans |  |  |  |  | 0.028 |  |  |  | 0 | 0 | Biomassa (zetmeel) | 0
TRANSFORM | 8033 | 2050 | Import Biomethanol | Import brandstof | Biobased - Complex |  |  |  | 14 Koolstof | Import/export balans |  |  |  |  | 0.028 |  |  |  | 0 | 8811904.0867 | Biomethanol | 8811904.0867
TRANSFORM | 8013 | 2050 | Import Bionaphta | Import brandstof | Biobased - Complex |  |  |  | 14 Koolstof | Import/export balans |  |  |  |  | 0.028 |  |  |  | 0 | 1892300.5601 | Bionaphta | 1892300.5601
TRANSFORM | 8063 | 2050 | Import Cokes | Import brandstof | Fossiel - Complex |  |  |  | 14 Koolstof | Import/export balans |  |  |  |  | 0.028 |  |  |  | 0 | 0 | Cokes | 0
TRANSFORM | 8071 | 2050 | Import Cokesovengas | Import brandstof | Fossiel - Eenvoudig |  |  |  | 14 Koolstof | Import/export balans |  |  |  |  | 0.028 |  |  |  | 0 | 0 | Cokesovengas | 0
TRANSFORM | 8056 | 2050 | Import Diesel | Import brandstof | Fossiel - Complex |  |  |  | 14 Koolstof | Import/export balans |  |  |  |  | 0.028 |  |  |  | 0 | -3.9903e-07 | Diesel | -3.9903e-07
TRANSFORM | 8050 | 2050 | Import E-inhoud mest | Import brandstof | Biobased - Eenvoudig |  |  |  | 14 Koolstof | Import/export balans |  |  |  |  | 0.028 |  |  |  | 0 | -407669998.8178 | E-inhoud mest | -407669998.8178
TRANSFORM | 8001 | 2050 | Import Elektriciteit | Import brandstof | Elektriciteit |  |  |  | 11 Elektriciteit | Import/export balans |  |  |  |  | 0.028 |  |  |  | 0 | 0 | Elektriciteit | 0
TRANSFORM | 8083 | 2050 | Import Export elektriciteit | Import brandstof | Elektriciteit |  |  |  | 11 Elektriciteit | Import/export balans |  |  |  |  | 0.028 |  |  |  | 0 | 0 | Export elektriciteit | 0
TRANSFORM | 8076 | 2050 | Import Gas transport | Import brandstof | Fossiel - Eenvoudig |  |  |  | 14 Koolstof | Import/export balans |  |  |  |  | 0.028 |  |  |  | 0 | 0 | Gas transport | 0
TRANSFORM | 8085 | 2050 | Import Gas winning | Import brandstof | Fossiel - Eenvoudig |  |  |  | 14 Koolstof | Import/export balans |  |  |  |  | 0.028 |  |  |  | 0 | 0 | Gas winning | 0
TRANSFORM | 8058 | 2050 | Import HFO | Import brandstof | Fossiel - Complex |  |  |  | 14 Koolstof | Import/export balans |  |  |  |  | 0.028 |  |  |  | 0 | 0 | HFO | 0
TRANSFORM | 8016 | 2050 | Import Heat100to200 | Import brandstof | Warmte |  |  |  | 12 Warmte | Import/export balans |  |  |  |  | 0.028 |  |  |  | 0 | 16.4466 | Heat100to200 | 16.4466
TRANSFORM | 8040 | 2050 | Import Heat200to400 | Import brandstof | Warmte |  |  |  | 12 Warmte | Import/export balans |  |  |  |  | 0.028 |  |  |  | 0 | 41.9241 | Heat200to400 | 41.9241
TRANSFORM | 8051 | 2050 | Import HeatDir200to400 | Import brandstof | Warmte |  |  |  | 12 Warmte | Import/export balans |  |  |  |  | 0.028 |  |  |  | 0 | 2.0089 | HeatDir200to400 | 2.0089
TRANSFORM | 8048 | 2050 | Import HeatHT400 | Import brandstof | Warmte |  |  |  | 12 Warmte | Import/export balans |  |  |  |  | 0.028 |  |  |  | 0 | 0 | HeatHT400 | 0
TRANSFORM | 8055 | 2050 | Import Hoogovengas | Import brandstof | Fossiel - Eenvoudig |  |  |  | 14 Koolstof | Import/export balans |  |  |  |  | 0.028 |  |  |  | 0 | 0 | Hoogovengas | 0
TRANSFORM | 8095 | 2050 | Import Hydrogen export | Import brandstof | Waterstof |  |  |  | 13 Waterstof | Import/export balans |  |  |  |  | 0.028 |  |  |  | 0 | 0 | Hydrogen export | 0
TRANSFORM | 8080 | 2050 | Import Hydrogen import | Import brandstof | Waterstof |  |  |  | 13 Waterstof | Import/export balans |  |  |  |  | 0.028 |  |  |  | 0 | 7106473345.347 | Hydrogen import | 7106473345.347
TRANSFORM | 8037 | 2050 | Import Import elektriciteit | Import brandstof | Elektriciteit |  |  |  | 11 Elektriciteit | Import/export balans |  |  |  |  | 0.028 |  |  |  | 0 | 1821925646.9254 | Import elektriciteit | 1821925646.9254
TRANSFORM | 8059 | 2050 | Import Kerosine | Import brandstof | Fossiel - Complex |  |  |  | 14 Koolstof | Import/export balans |  |  |  |  | 0.028 |  |  |  | 0 | 0 | Kerosine | 0
TRANSFORM | 8049 | 2050 | Import Kolen | Import brandstof | Fossiel - Complex |  |  |  | 14 Koolstof | Import/export balans |  |  |  |  | 0.028 |  |  |  | 0 | 2187319.521 | Kolen | 2187319.521
TRANSFORM | 8084 | 2050 | Import LNG for shipping | Import brandstof | Fossiel - Eenvoudig |  |  |  | 14 Koolstof | Import/export balans |  |  |  |  | 0.028 |  |  |  | 0 | 0 | LNG for shipping | 0
TRANSFORM | 8057 | 2050 | Import LPG | Import brandstof | Fossiel - Complex |  |  |  | 14 Koolstof | Import/export balans |  |  |  |  | 0.028 |  |  |  | 0 | 0 | LPG | 0
TRANSFORM | 8072 | 2050 | Import Methanol | Import brandstof | Fossiel - Complex |  |  |  | 14 Koolstof | Import/export balans |  |  |  |  | 0.028 |  |  |  | 0 | 734713.4123 | Methanol | 734713.4123
TRANSFORM | 8065 | 2050 | Import Methanol for shipping | Import brandstof | Fossiel - Complex |  |  |  | 14 Koolstof | Import/export balans |  |  |  |  | 0.028 |  |  |  | 0 | 0.69078 | Methanol for shipping | 0.69078
TRANSFORM | 8053 | 2050 | Import Naphta | Import brandstof | Fossiel - Complex |  |  |  | 14 Koolstof | Import/export balans |  |  |  |  | 0.028 |  |  |  | 0 | 60177287.366 | Naphta | 60177287.366
TRANSFORM | 8054 | 2050 | Import Olie | Import brandstof | Fossiel - Complex |  |  |  | 14 Koolstof | Import/export balans |  |  |  |  | 0.028 |  |  |  | 0 | 5005682464.6633 | Olie | 5005682464.6633
TRANSFORM | 8079 | 2050 | Import Oliegrondstoffen | Import brandstof | Fossiel - Complex |  |  |  | 14 Koolstof | Import/export balans |  |  |  |  | 0.028 |  |  |  | 0 | 0 | Oliegrondstoffen | 0
TRANSFORM | 8045 | 2050 | Import Overige olieproducten | Import brandstof | Fossiel - Complex |  |  |  | 14 Koolstof | Import/export balans |  |  |  |  | 0.028 |  |  |  | 0 | 1609248436.7319 | Overige olieproducten | 1609248436.7319
TRANSFORM | 8075 | 2050 | Import Plastic pyrolysis oil | Import brandstof | Fossiel - Complex |  |  |  | 14 Koolstof | Import/export balans |  |  |  |  | 0.028 |  |  |  | 0 | 2146299.1415 | Plastic pyrolysis oil | 2146299.1415
TRANSFORM | 8052 | 2050 | Import Restgassen | Import brandstof | Fossiel - Complex |  |  |  | 14 Koolstof | Import/export balans |  |  |  |  | 0.028 |  |  |  | 0 | 3.8895e-16 | Restgassen | 3.8895e-16
TRANSFORM | 8047 | 2050 | Import Synthetic LPG | Import brandstof | Synthetisch |  |  |  | 14 Koolstof | Import/export balans |  |  |  |  | 0.028 |  |  |  | 0 | 0.18379 | Synthetic LPG | 0.18379
TRANSFORM | 8070 | 2050 | Import Synthetic benzine | Import brandstof | Synthetisch |  |  |  | 14 Koolstof | Import/export balans |  |  |  |  | 0.028 |  |  |  | 0 | 1905002.9048 | Synthetic benzine | 1905002.9048
TRANSFORM | 8018 | 2050 | Import Synthetic diesel | Import brandstof | Synthetisch |  |  |  | 14 Koolstof | Import/export balans |  |  |  |  | 0.028 |  |  |  | 0 | 2984469.8621 | Synthetic diesel | 2984469.8621
TRANSFORM | 8020 | 2050 | Import Synthetic kerosine | Import brandstof | Synthetisch |  |  |  | 14 Koolstof | Import/export balans |  |  |  |  | 0.028 |  |  |  | 0 | 2895599.2182 | Synthetic kerosine | 2895599.2182
TRANSFORM | 8023 | 2050 | Import Synthetic methanol | Import brandstof | Synthetisch |  |  |  | 14 Koolstof | Import/export balans |  |  |  |  | 0.028 |  |  |  | 0 | 2387599.5563 | Synthetic methanol | 2387599.5563
TRANSFORM | 8029 | 2050 | Import Synthetic methanol for shipping | Import brandstof | Synthetisch |  |  |  | 14 Koolstof | Import/export balans |  |  |  |  | 0.028 |  |  |  | 0 | 2514604.0577 | Synthetic methanol for shipping | 2514604.0577
TRANSFORM | 8019 | 2050 | Import Synthetic naphtha | Import brandstof | Synthetisch |  |  |  | 14 Koolstof | Import/export balans |  |  |  |  | 0.028 |  |  |  | 0 | 1892299.6972 | Synthetic naphtha | 1892299.6972
TRANSFORM | 8005 | 2050 | Import Warmte | Import brandstof | Warmte |  |  |  | 12 Warmte | Import/export balans |  |  |  |  | 0.028 |  |  |  | 0 | 25.1263 | Warmte | 25.1263
TRANSFORM | 8006 | 2050 | Import Waterstof | Import brandstof | Waterstof |  |  |  | 13 Waterstof | Import/export balans |  |  |  |  | 0.028 |  |  |  | 0 | 61.261 | Waterstof | 61.261
TRANSFORM C&I | 8007 | 2030 | Import Aardgas | Import brandstof | Fossiel - Eenvoudig |  |  |  | 14 Koolstof | Import/export balans |  |  |  |  | 0.028 |  |  |  | 0 | 4205429059.9674 | Aardgas | 4205429059.9674
TRANSFORM C&I | 8031 | 2030 | Import Aardgas feedstock | Import brandstof | Fossiel - Eenvoudig |  |  |  | 14 Koolstof | Import/export balans |  |  |  |  | 0.028 |  |  |  | 0 | 167.9685 | Aardgas feedstock | 167.9685
TRANSFORM C&I | 8028 | 2030 | Import Ammonia | Import brandstof | Waterstof |  |  |  | 13 Waterstof | Import/export balans |  |  |  |  | 0.028 |  |  |  | 0 | 813904948.5689 | Ammonia | 813904948.5689
TRANSFORM C&I | 8081 | 2030 | Import Ammonia export | Import brandstof | Waterstof |  |  |  | 13 Waterstof | Import/export balans |  |  |  |  | 0.028 |  |  |  | 0 | 0 | Ammonia export | 0
TRANSFORM C&I | 8087 | 2030 | Import Ammonia import | Import brandstof | Waterstof |  |  |  | 13 Waterstof | Import/export balans |  |  |  |  | 0.028 |  |  |  | 0 | 0 | Ammonia import | 0
TRANSFORM C&I | 8089 | 2030 | Import Aromatics | Import brandstof | Fossiel - Complex |  |  |  | 14 Koolstof | Import/export balans |  |  |  |  | 0.028 |  |  |  | 0 | 695336060.8113 | Aromatics | 695336060.8113
TRANSFORM C&I | 8060 | 2030 | Import Benzine | Import brandstof | Fossiel - Complex |  |  |  | 14 Koolstof | Import/export balans |  |  |  |  | 0.028 |  |  |  | 0 | 389632099.2498 | Benzine | 389632099.2498
TRANSFORM C&I | 8078 | 2030 | Import Bio-DME | Import brandstof | Biobased - Complex |  |  |  | 14 Koolstof | Import/export balans |  |  |  |  | 0.028 |  |  |  | 0 | 3011166.808 | Bio-DME | 3011166.808
TRANSFORM C&I | 8042 | 2030 | Import Bio-LNG for shipping | Import brandstof | Biobased - Eenvoudig |  |  |  | 14 Koolstof | Import/export balans |  |  |  |  | 0.028 |  |  |  | 0 | 2999579.188 | Bio-LNG for shipping | 2999579.188
TRANSFORM C&I | 8044 | 2030 | Import Bio-LPG | Import brandstof | Biobased - Complex |  |  |  | 14 Koolstof | Import/export balans |  |  |  |  | 0.028 |  |  |  | 0 | 1904980.2082 | Bio-LPG | 1904980.2082
TRANSFORM C&I | 8035 | 2030 | Import Bio-Methanol for shipping | Import brandstof | Biobased - Complex |  |  |  | 14 Koolstof | Import/export balans |  |  |  |  | 0.028 |  |  |  | 0 | 3011338.5559 | Bio-Methanol for shipping | 3011338.5559
TRANSFORM C&I | 8090 | 2030 | Import Bio-aromatics | Import brandstof | Biobased - Complex |  |  |  | 14 Koolstof | Import/export balans |  |  |  |  | 0.028 |  |  |  | 0 | 376.3986 | Bio-aromatics | 376.3986
TRANSFORM C&I | 8066 | 2030 | Import Bio-ethanol | Import brandstof | Biobased - Complex |  |  |  | 14 Koolstof | Import/export balans |  |  |  |  | 0.028 |  |  |  | 0 | 389773529.6661 | Bio-ethanol | 389773529.6661
TRANSFORM C&I | 8067 | 2030 | Import BioHFO | Import brandstof | Biobased - Complex |  |  |  | 14 Koolstof | Import/export balans |  |  |  |  | 0.028 |  |  |  | 0 | 3011367.6386 | BioHFO | 3011367.6386
TRANSFORM C&I | 8034 | 2030 | Import Biobenzine | Import brandstof | Biobased - Complex |  |  |  | 14 Koolstof | Import/export balans |  |  |  |  | 0.028 |  |  |  | 0 | 3010915.1583 | Biobenzine | 3010915.1583
TRANSFORM C&I | 8015 | 2030 | Import Biodiesel | Import brandstof | Biobased - Complex |  |  |  | 14 Koolstof | Import/export balans |  |  |  |  | 0.028 |  |  |  | 0 | 4445011.8009 | Biodiesel | 4445011.8009
TRANSFORM C&I | 8010 | 2030 | Import Biokerosine | Import brandstof | Biobased - Complex |  |  |  | 14 Koolstof | Import/export balans |  |  |  |  | 0.028 |  |  |  | 0 | 5079431.3893 | Biokerosine | 5079431.3893
TRANSFORM C&I | 8091 | 2030 | Import Biomass Local Wood chips | Import brandstof | Biobased - Complex |  |  |  | 14 Koolstof | Import/export balans |  |  |  |  | 0.028 |  |  |  | 0 | 0 | Biomass Local Wood chips | 0
TRANSFORM C&I | 8064 | 2030 | Import Biomass Pyrolysis Oil | Import brandstof | Biobased - Complex |  |  |  | 14 Koolstof | Import/export balans |  |  |  |  | 0.028 |  |  |  | 0 | 13342822.4109 | Biomass Pyrolysis Oil | 13342822.4109
TRANSFORM C&I | 8092 | 2030 | Import Biomass Straw | Import brandstof | Biobased - Complex |  |  |  | 14 Koolstof | Import/export balans |  |  |  |  | 0.028 |  |  |  | 0 | 0 | Biomass Straw | 0
TRANSFORM C&I | 8039 | 2030 | Import Biomassa (AWZ, RWZ en STRT) | Import brandstof | Biobased - Eenvoudig |  |  |  | 14 Koolstof | Import/export balans |  |  |  |  | 0.028 |  |  |  | 0 | 27637769.3888 | Biomassa (AWZ, RWZ en STRT) | 27637769.3888
TRANSFORM C&I | 8038 | 2030 | Import Biomassa (GFT & VGI) | Import brandstof | Biobased - Eenvoudig |  |  |  | 14 Koolstof | Import/export balans |  |  |  |  | 0.028 |  |  |  | 0 | 104562931.5351 | Biomassa (GFT & VGI) | 104562931.5351
TRANSFORM C&I | 8062 | 2030 | Import Biomassa (UCO buitenland) | Import brandstof | Biobased - Eenvoudig |  |  |  | 14 Koolstof | Import/export balans |  |  |  |  | 0.028 |  |  |  | 0 | 602151584.5176 | Biomassa (UCO buitenland) | 602151584.5176
TRANSFORM C&I | 8030 | 2030 | Import Biomassa (afval biogeen) | Import brandstof | Biobased - Eenvoudig |  |  |  | 14 Koolstof | Import/export balans |  |  |  |  | 0.028 |  |  |  | 0 | 0 | Biomassa (afval biogeen) | 0
TRANSFORM C&I | 8024 | 2030 | Import Biomassa (hout binnenland) | Import brandstof | Biobased - Eenvoudig |  |  |  | 14 Koolstof | Import/export balans |  |  |  |  | 0.028 |  |  |  | 0 | 231121238.8046 | Biomassa (hout binnenland) | 231121238.8046
TRANSFORM C&I | 8004 | 2030 | Import Biomassa (hout buitenland) | Import brandstof | Biobased - Eenvoudig |  |  |  | 14 Koolstof | Import/export balans |  |  |  |  | 0.028 |  |  |  | 0 | 617220034.0157 | Biomassa (hout buitenland) | 617220034.0157
TRANSFORM C&I | 8073 | 2030 | Import Biomassa (hout buitenland), expensive part | Import brandstof | Biobased - Eenvoudig |  |  |  | 14 Koolstof | Import/export balans |  |  |  |  | 0.028 |  |  |  | 0 | 67890724.3441 | Biomassa (hout buitenland), expensive part | 67890724.3441
TRANSFORM C&I | 8003 | 2030 | Import Biomassa (hout) | Import brandstof | Biobased - Eenvoudig |  |  |  | 14 Koolstof | Import/export balans |  |  |  |  | 0.028 |  |  |  | 0 | 2283.645 | Biomassa (hout) | 2283.645
TRANSFORM C&I | 8093 | 2030 | Import Biomassa (natte stromen) | Import brandstof | Biobased - Eenvoudig |  |  |  | 14 Koolstof | Import/export balans |  |  |  |  | 0.028 |  |  |  | 0 | 0 | Biomassa (natte stromen) | 0
TRANSFORM C&I | 8027 | 2030 | Import Biomassa (suikers) | Import brandstof | Biobased - Eenvoudig |  |  |  | 14 Koolstof | Import/export balans |  |  |  |  | 0.028 |  |  |  | 0 | 81.5267 | Biomassa (suikers) | 81.5267
TRANSFORM C&I | 8077 | 2030 | Import Biomassa (zetmeel) | Import brandstof | Biobased - Complex |  |  |  | 14 Koolstof | Import/export balans |  |  |  |  | 0.028 |  |  |  | 0 | 0 | Biomassa (zetmeel) | 0
TRANSFORM C&I | 8033 | 2030 | Import Biomethanol | Import brandstof | Biobased - Complex |  |  |  | 14 Koolstof | Import/export balans |  |  |  |  | 0.028 |  |  |  | 0 | 892336049.4522 | Biomethanol | 892336049.4522
TRANSFORM C&I | 8013 | 2030 | Import Bionaphta | Import brandstof | Biobased - Complex |  |  |  | 14 Koolstof | Import/export balans |  |  |  |  | 0.028 |  |  |  | 0 | 979136668.992 | Bionaphta | 979136668.992
TRANSFORM C&I | 8063 | 2030 | Import Cokes | Import brandstof | Fossiel - Complex |  |  |  | 14 Koolstof | Import/export balans |  |  |  |  | 0.028 |  |  |  | 0 | 1.5137e-09 | Cokes | 1.5137e-09
TRANSFORM C&I | 8071 | 2030 | Import Cokesovengas | Import brandstof | Fossiel - Eenvoudig |  |  |  | 14 Koolstof | Import/export balans |  |  |  |  | 0.028 |  |  |  | 0 | 20.2641 | Cokesovengas | 20.2641
TRANSFORM C&I | 8056 | 2030 | Import Diesel | Import brandstof | Fossiel - Complex |  |  |  | 14 Koolstof | Import/export balans |  |  |  |  | 0.028 |  |  |  | 0 | -8.173e-07 | Diesel | -8.173e-07
TRANSFORM C&I | 8050 | 2030 | Import E-inhoud mest | Import brandstof | Biobased - Eenvoudig |  |  |  | 14 Koolstof | Import/export balans |  |  |  |  | 0.028 |  |  |  | 0 | -87172804.6303 | E-inhoud mest | -87172804.6303
TRANSFORM C&I | 8001 | 2030 | Import Elektriciteit | Import brandstof | Elektriciteit |  |  |  | 11 Elektriciteit | Import/export balans |  |  |  |  | 0.028 |  |  |  | 0 | 692.0148 | Elektriciteit | 692.0148
TRANSFORM C&I | 8083 | 2030 | Import Export elektriciteit | Import brandstof | Elektriciteit |  |  |  | 11 Elektriciteit | Import/export balans |  |  |  |  | 0.028 |  |  |  | 0 | 0 | Export elektriciteit | 0
TRANSFORM C&I | 8076 | 2030 | Import Gas transport | Import brandstof | Fossiel - Eenvoudig |  |  |  | 14 Koolstof | Import/export balans |  |  |  |  | 0.028 |  |  |  | 0 | 0 | Gas transport | 0
TRANSFORM C&I | 8085 | 2030 | Import Gas winning | Import brandstof | Fossiel - Eenvoudig |  |  |  | 14 Koolstof | Import/export balans |  |  |  |  | 0.028 |  |  |  | 0 | 0 | Gas winning | 0
TRANSFORM C&I | 8058 | 2030 | Import HFO | Import brandstof | Fossiel - Complex |  |  |  | 14 Koolstof | Import/export balans |  |  |  |  | 0.028 |  |  |  | 0 | 2383206032.0815 | HFO | 2383206032.0815
TRANSFORM C&I | 8016 | 2030 | Import Heat100to200 | Import brandstof | Warmte |  |  |  | 12 Warmte | Import/export balans |  |  |  |  | 0.028 |  |  |  | 0 | -2.4186e-14 | Heat100to200 | -2.4186e-14
TRANSFORM C&I | 8040 | 2030 | Import Heat200to400 | Import brandstof | Warmte |  |  |  | 12 Warmte | Import/export balans |  |  |  |  | 0.028 |  |  |  | 0 | 0 | Heat200to400 | 0
TRANSFORM C&I | 8051 | 2030 | Import HeatDir200to400 | Import brandstof | Warmte |  |  |  | 12 Warmte | Import/export balans |  |  |  |  | 0.028 |  |  |  | 0 | -3.0233e-15 | HeatDir200to400 | -3.0233e-15
TRANSFORM C&I | 8048 | 2030 | Import HeatHT400 | Import brandstof | Warmte |  |  |  | 12 Warmte | Import/export balans |  |  |  |  | 0.028 |  |  |  | 0 | 0 | HeatHT400 | 0
TRANSFORM C&I | 8055 | 2030 | Import Hoogovengas | Import brandstof | Fossiel - Eenvoudig |  |  |  | 14 Koolstof | Import/export balans |  |  |  |  | 0.028 |  |  |  | 0 | 20.2332 | Hoogovengas | 20.2332
TRANSFORM C&I | 8095 | 2030 | Import Hydrogen export | Import brandstof | Waterstof |  |  |  | 13 Waterstof | Import/export balans |  |  |  |  | 0.028 |  |  |  | 0 | 0 | Hydrogen export | 0
TRANSFORM C&I | 8080 | 2030 | Import Hydrogen import | Import brandstof | Waterstof |  |  |  | 13 Waterstof | Import/export balans |  |  |  |  | 0.028 |  |  |  | 0 | 17919.1963 | Hydrogen import | 17919.1963
TRANSFORM C&I | 8037 | 2030 | Import Import elektriciteit | Import brandstof | Elektriciteit |  |  |  | 11 Elektriciteit | Import/export balans |  |  |  |  | 0.028 |  |  |  | 0 | 7496624788.6061 | Import elektriciteit | 7496624788.6061
TRANSFORM C&I | 8059 | 2030 | Import Kerosine | Import brandstof | Fossiel - Complex |  |  |  | 14 Koolstof | Import/export balans |  |  |  |  | 0.028 |  |  |  | 0 | 0 | Kerosine | 0
TRANSFORM C&I | 8049 | 2030 | Import Kolen | Import brandstof | Fossiel - Complex |  |  |  | 14 Koolstof | Import/export balans |  |  |  |  | 0.028 |  |  |  | 0 | 141674880.855 | Kolen | 141674880.855
TRANSFORM C&I | 8084 | 2030 | Import LNG for shipping | Import brandstof | Fossiel - Eenvoudig |  |  |  | 14 Koolstof | Import/export balans |  |  |  |  | 0.028 |  |  |  | 0 | 311232883.9615 | LNG for shipping | 311232883.9615
TRANSFORM C&I | 8057 | 2030 | Import LPG | Import brandstof | Fossiel - Complex |  |  |  | 14 Koolstof | Import/export balans |  |  |  |  | 0.028 |  |  |  | 0 | 0 | LPG | 0
TRANSFORM C&I | 8072 | 2030 | Import Methanol | Import brandstof | Fossiel - Complex |  |  |  | 14 Koolstof | Import/export balans |  |  |  |  | 0.028 |  |  |  | 0 | 713887.885 | Methanol | 713887.885
TRANSFORM C&I | 8065 | 2030 | Import Methanol for shipping | Import brandstof | Fossiel - Complex |  |  |  | 14 Koolstof | Import/export balans |  |  |  |  | 0.028 |  |  |  | 0 | 713843.1677 | Methanol for shipping | 713843.1677
TRANSFORM C&I | 8053 | 2030 | Import Naphta | Import brandstof | Fossiel - Complex |  |  |  | 14 Koolstof | Import/export balans |  |  |  |  | 0.028 |  |  |  | 0 | 0 | Naphta | 0
TRANSFORM C&I | 8054 | 2030 | Import Olie | Import brandstof | Fossiel - Complex |  |  |  | 14 Koolstof | Import/export balans |  |  |  |  | 0.028 |  |  |  | 0 | 20553930065.9295 | Olie | 20553930065.9295
TRANSFORM C&I | 8079 | 2030 | Import Oliegrondstoffen | Import brandstof | Fossiel - Complex |  |  |  | 14 Koolstof | Import/export balans |  |  |  |  | 0.028 |  |  |  | 0 | 0 | Oliegrondstoffen | 0
TRANSFORM C&I | 8045 | 2030 | Import Overige olieproducten | Import brandstof | Fossiel - Complex |  |  |  | 14 Koolstof | Import/export balans |  |  |  |  | 0.028 |  |  |  | 0 | 393329357.5056 | Overige olieproducten | 393329357.5056
TRANSFORM C&I | 8075 | 2030 | Import Plastic pyrolysis oil | Import brandstof | Fossiel - Complex |  |  |  | 14 Koolstof | Import/export balans |  |  |  |  | 0.028 |  |  |  | 0 | 726.1106 | Plastic pyrolysis oil | 726.1106
TRANSFORM C&I | 8052 | 2030 | Import Restgassen | Import brandstof | Fossiel - Complex |  |  |  | 14 Koolstof | Import/export balans |  |  |  |  | 0.028 |  |  |  | 0 | 386.1917 | Restgassen | 386.1917
TRANSFORM C&I | 8047 | 2030 | Import Synthetic LPG | Import brandstof | Synthetisch |  |  |  | 14 Koolstof | Import/export balans |  |  |  |  | 0.028 |  |  |  | 0 | 1905019.4046 | Synthetic LPG | 1905019.4046
TRANSFORM C&I | 8070 | 2030 | Import Synthetic benzine | Import brandstof | Synthetisch |  |  |  | 14 Koolstof | Import/export balans |  |  |  |  | 0.028 |  |  |  | 0 | 1905123.9078 | Synthetic benzine | 1905123.9078
TRANSFORM C&I | 8018 | 2030 | Import Synthetic diesel | Import brandstof | Synthetisch |  |  |  | 14 Koolstof | Import/export balans |  |  |  |  | 0.028 |  |  |  | 0 | 2984551.404 | Synthetic diesel | 2984551.404
TRANSFORM C&I | 8020 | 2030 | Import Synthetic kerosine | Import brandstof | Synthetisch |  |  |  | 14 Koolstof | Import/export balans |  |  |  |  | 0.028 |  |  |  | 0 | 2895547.8016 | Synthetic kerosine | 2895547.8016
TRANSFORM C&I | 8023 | 2030 | Import Synthetic methanol | Import brandstof | Synthetisch |  |  |  | 14 Koolstof | Import/export balans |  |  |  |  | 0.028 |  |  |  | 0 | 602282332.057 | Synthetic methanol | 602282332.057
TRANSFORM C&I | 8029 | 2030 | Import Synthetic methanol for shipping | Import brandstof | Synthetisch |  |  |  | 14 Koolstof | Import/export balans |  |  |  |  | 0.028 |  |  |  | 0 | 2514672.7225 | Synthetic methanol for shipping | 2514672.7225
TRANSFORM C&I | 8019 | 2030 | Import Synthetic naphtha | Import brandstof | Synthetisch |  |  |  | 14 Koolstof | Import/export balans |  |  |  |  | 0.028 |  |  |  | 0 | 1213881441.1722 | Synthetic naphtha | 1213881441.1722
TRANSFORM C&I | 8005 | 2030 | Import Warmte | Import brandstof | Warmte |  |  |  | 12 Warmte | Import/export balans |  |  |  |  | 0.028 |  |  |  | 0 | 0 | Warmte | 0
TRANSFORM C&I | 8006 | 2030 | Import Waterstof | Import brandstof | Waterstof |  |  |  | 13 Waterstof | Import/export balans |  |  |  |  | 0.028 |  |  |  | 0 | 0 | Waterstof | 0
TRANSFORM C&I | 8007 | 2035 | Import Aardgas | Import brandstof | Fossiel - Eenvoudig |  |  |  | 14 Koolstof | Import/export balans |  |  |  |  | 0.028 |  |  |  | 0 | 2689262048.3382 | Aardgas | 2689262048.3382
TRANSFORM C&I | 8031 | 2035 | Import Aardgas feedstock | Import brandstof | Fossiel - Eenvoudig |  |  |  | 14 Koolstof | Import/export balans |  |  |  |  | 0.028 |  |  |  | 0 | 115.5537 | Aardgas feedstock | 115.5537
TRANSFORM C&I | 8028 | 2035 | Import Ammonia | Import brandstof | Waterstof |  |  |  | 13 Waterstof | Import/export balans |  |  |  |  | 0.028 |  |  |  | 0 | 734469722.0657 | Ammonia | 734469722.0657
TRANSFORM C&I | 8081 | 2035 | Import Ammonia export | Import brandstof | Waterstof |  |  |  | 13 Waterstof | Import/export balans |  |  |  |  | 0.028 |  |  |  | 0 | 0 | Ammonia export | 0
TRANSFORM C&I | 8087 | 2035 | Import Ammonia import | Import brandstof | Waterstof |  |  |  | 13 Waterstof | Import/export balans |  |  |  |  | 0.028 |  |  |  | 0 | 0 | Ammonia import | 0
TRANSFORM C&I | 8089 | 2035 | Import Aromatics | Import brandstof | Fossiel - Complex |  |  |  | 14 Koolstof | Import/export balans |  |  |  |  | 0.028 |  |  |  | 0 | 714679890.9942 | Aromatics | 714679890.9942
TRANSFORM C&I | 8060 | 2035 | Import Benzine | Import brandstof | Fossiel - Complex |  |  |  | 14 Koolstof | Import/export balans |  |  |  |  | 0.028 |  |  |  | 0 | 0 | Benzine | 0
TRANSFORM C&I | 8078 | 2035 | Import Bio-DME | Import brandstof | Biobased - Complex |  |  |  | 14 Koolstof | Import/export balans |  |  |  |  | 0.028 |  |  |  | 0 | 0 | Bio-DME | 0
TRANSFORM C&I | 8042 | 2035 | Import Bio-LNG for shipping | Import brandstof | Biobased - Eenvoudig |  |  |  | 14 Koolstof | Import/export balans |  |  |  |  | 0.028 |  |  |  | 0 | 4449556.5807 | Bio-LNG for shipping | 4449556.5807
TRANSFORM C&I | 8044 | 2035 | Import Bio-LPG | Import brandstof | Biobased - Complex |  |  |  | 14 Koolstof | Import/export balans |  |  |  |  | 0.028 |  |  |  | 0 | 1904989.0682 | Bio-LPG | 1904989.0682
TRANSFORM C&I | 8035 | 2035 | Import Bio-Methanol for shipping | Import brandstof | Biobased - Complex |  |  |  | 14 Koolstof | Import/export balans |  |  |  |  | 0.028 |  |  |  | 0 | 4461479.8002 | Bio-Methanol for shipping | 4461479.8002
TRANSFORM C&I | 8090 | 2035 | Import Bio-aromatics | Import brandstof | Biobased - Complex |  |  |  | 14 Koolstof | Import/export balans |  |  |  |  | 0.028 |  |  |  | 0 | 4461572.6861 | Bio-aromatics | 4461572.6861
TRANSFORM C&I | 8066 | 2035 | Import Bio-ethanol | Import brandstof | Biobased - Complex |  |  |  | 14 Koolstof | Import/export balans |  |  |  |  | 0.028 |  |  |  | 0 | 205562922.649 | Bio-ethanol | 205562922.649
TRANSFORM C&I | 8067 | 2035 | Import BioHFO | Import brandstof | Biobased - Complex |  |  |  | 14 Koolstof | Import/export balans |  |  |  |  | 0.028 |  |  |  | 0 | 4461516.041 | BioHFO | 4461516.041
TRANSFORM C&I | 8034 | 2035 | Import Biobenzine | Import brandstof | Biobased - Complex |  |  |  | 14 Koolstof | Import/export balans |  |  |  |  | 0.028 |  |  |  | 0 | 0 | Biobenzine | 0
TRANSFORM C&I | 8015 | 2035 | Import Biodiesel | Import brandstof | Biobased - Complex |  |  |  | 14 Koolstof | Import/export balans |  |  |  |  | 0.028 |  |  |  | 0 | 4445005.9808 | Biodiesel | 4445005.9808
TRANSFORM C&I | 8010 | 2035 | Import Biokerosine | Import brandstof | Biobased - Complex |  |  |  | 14 Koolstof | Import/export balans |  |  |  |  | 0.028 |  |  |  | 0 | 5079620.1682 | Biokerosine | 5079620.1682
TRANSFORM C&I | 8091 | 2035 | Import Biomass Local Wood chips | Import brandstof | Biobased - Complex |  |  |  | 14 Koolstof | Import/export balans |  |  |  |  | 0.028 |  |  |  | 0 | 0 | Biomass Local Wood chips | 0
TRANSFORM C&I | 8064 | 2035 | Import Biomass Pyrolysis Oil | Import brandstof | Biobased - Complex |  |  |  | 14 Koolstof | Import/export balans |  |  |  |  | 0.028 |  |  |  | 0 | 586388319.3933 | Biomass Pyrolysis Oil | 586388319.3933
TRANSFORM C&I | 8092 | 2035 | Import Biomass Straw | Import brandstof | Biobased - Complex |  |  |  | 14 Koolstof | Import/export balans |  |  |  |  | 0.028 |  |  |  | 0 | 0 | Biomass Straw | 0
TRANSFORM C&I | 8039 | 2035 | Import Biomassa (AWZ, RWZ en STRT) | Import brandstof | Biobased - Eenvoudig |  |  |  | 14 Koolstof | Import/export balans |  |  |  |  | 0.028 |  |  |  | 0 | 88582564.3077 | Biomassa (AWZ, RWZ en STRT) | 88582564.3077
TRANSFORM C&I | 8038 | 2035 | Import Biomassa (GFT & VGI) | Import brandstof | Biobased - Eenvoudig |  |  |  | 14 Koolstof | Import/export balans |  |  |  |  | 0.028 |  |  |  | 0 | 463951138.642 | Biomassa (GFT & VGI) | 463951138.642
TRANSFORM C&I | 8062 | 2035 | Import Biomassa (UCO buitenland) | Import brandstof | Biobased - Eenvoudig |  |  |  | 14 Koolstof | Import/export balans |  |  |  |  | 0.028 |  |  |  | 0 | 650754759.3663 | Biomassa (UCO buitenland) | 650754759.3663
TRANSFORM C&I | 8030 | 2035 | Import Biomassa (afval biogeen) | Import brandstof | Biobased - Eenvoudig |  |  |  | 14 Koolstof | Import/export balans |  |  |  |  | 0.028 |  |  |  | 0 | 0 | Biomassa (afval biogeen) | 0
TRANSFORM C&I | 8024 | 2035 | Import Biomassa (hout binnenland) | Import brandstof | Biobased - Eenvoudig |  |  |  | 14 Koolstof | Import/export balans |  |  |  |  | 0.028 |  |  |  | 0 | 252533040.4356 | Biomassa (hout binnenland) | 252533040.4356
TRANSFORM C&I | 8004 | 2035 | Import Biomassa (hout buitenland) | Import brandstof | Biobased - Eenvoudig |  |  |  | 14 Koolstof | Import/export balans |  |  |  |  | 0.028 |  |  |  | 0 | 2352636895.8852 | Biomassa (hout buitenland) | 2352636895.8852
TRANSFORM C&I | 8073 | 2035 | Import Biomassa (hout buitenland), expensive part | Import brandstof | Biobased - Eenvoudig |  |  |  | 14 Koolstof | Import/export balans |  |  |  |  | 0.028 |  |  |  | 0 | 346.2043 | Biomassa (hout buitenland), expensive part | 346.2043
TRANSFORM C&I | 8003 | 2035 | Import Biomassa (hout) | Import brandstof | Biobased - Eenvoudig |  |  |  | 14 Koolstof | Import/export balans |  |  |  |  | 0.028 |  |  |  | 0 | 1756.9318 | Biomassa (hout) | 1756.9318
TRANSFORM C&I | 8093 | 2035 | Import Biomassa (natte stromen) | Import brandstof | Biobased - Eenvoudig |  |  |  | 14 Koolstof | Import/export balans |  |  |  |  | 0.028 |  |  |  | 0 | 0 | Biomassa (natte stromen) | 0
TRANSFORM C&I | 8027 | 2035 | Import Biomassa (suikers) | Import brandstof | Biobased - Eenvoudig |  |  |  | 14 Koolstof | Import/export balans |  |  |  |  | 0.028 |  |  |  | 0 | 53.4929 | Biomassa (suikers) | 53.4929
TRANSFORM C&I | 8077 | 2035 | Import Biomassa (zetmeel) | Import brandstof | Biobased - Complex |  |  |  | 14 Koolstof | Import/export balans |  |  |  |  | 0.028 |  |  |  | 0 | 0 | Biomassa (zetmeel) | 0
TRANSFORM C&I | 8033 | 2035 | Import Biomethanol | Import brandstof | Biobased - Complex |  |  |  | 14 Koolstof | Import/export balans |  |  |  |  | 0.028 |  |  |  | 0 | 1008.753 | Biomethanol | 1008.753
TRANSFORM C&I | 8013 | 2035 | Import Bionaphta | Import brandstof | Biobased - Complex |  |  |  | 14 Koolstof | Import/export balans |  |  |  |  | 0.028 |  |  |  | 0 | 683922971.8629 | Bionaphta | 683922971.8629
TRANSFORM C&I | 8063 | 2035 | Import Cokes | Import brandstof | Fossiel - Complex |  |  |  | 14 Koolstof | Import/export balans |  |  |  |  | 0.028 |  |  |  | 0 | 0 | Cokes | 0
TRANSFORM C&I | 8071 | 2035 | Import Cokesovengas | Import brandstof | Fossiel - Eenvoudig |  |  |  | 14 Koolstof | Import/export balans |  |  |  |  | 0.028 |  |  |  | 0 | 14.2091 | Cokesovengas | 14.2091
TRANSFORM C&I | 8056 | 2035 | Import Diesel | Import brandstof | Fossiel - Complex |  |  |  | 14 Koolstof | Import/export balans |  |  |  |  | 0.028 |  |  |  | 0 | 0 | Diesel | 0
TRANSFORM C&I | 8050 | 2035 | Import E-inhoud mest | Import brandstof | Biobased - Eenvoudig |  |  |  | 14 Koolstof | Import/export balans |  |  |  |  | 0.028 |  |  |  | 0 | -476250041.1789 | E-inhoud mest | -476250041.1789
TRANSFORM C&I | 8001 | 2035 | Import Elektriciteit | Import brandstof | Elektriciteit |  |  |  | 11 Elektriciteit | Import/export balans |  |  |  |  | 0.028 |  |  |  | 0 | 280.1838 | Elektriciteit | 280.1838
TRANSFORM C&I | 8083 | 2035 | Import Export elektriciteit | Import brandstof | Elektriciteit |  |  |  | 11 Elektriciteit | Import/export balans |  |  |  |  | 0.028 |  |  |  | 0 | 0 | Export elektriciteit | 0
TRANSFORM C&I | 8076 | 2035 | Import Gas transport | Import brandstof | Fossiel - Eenvoudig |  |  |  | 14 Koolstof | Import/export balans |  |  |  |  | 0.028 |  |  |  | 0 | 0 | Gas transport | 0
TRANSFORM C&I | 8085 | 2035 | Import Gas winning | Import brandstof | Fossiel - Eenvoudig |  |  |  | 14 Koolstof | Import/export balans |  |  |  |  | 0.028 |  |  |  | 0 | 0 | Gas winning | 0
TRANSFORM C&I | 8058 | 2035 | Import HFO | Import brandstof | Fossiel - Complex |  |  |  | 14 Koolstof | Import/export balans |  |  |  |  | 0.028 |  |  |  | 0 | 0 | HFO | 0
TRANSFORM C&I | 8016 | 2035 | Import Heat100to200 | Import brandstof | Warmte |  |  |  | 12 Warmte | Import/export balans |  |  |  |  | 0.028 |  |  |  | 0 | 2.4363e-14 | Heat100to200 | 2.4363e-14
TRANSFORM C&I | 8040 | 2035 | Import Heat200to400 | Import brandstof | Warmte |  |  |  | 12 Warmte | Import/export balans |  |  |  |  | 0.028 |  |  |  | 0 | 0 | Heat200to400 | 0
TRANSFORM C&I | 8051 | 2035 | Import HeatDir200to400 | Import brandstof | Warmte |  |  |  | 12 Warmte | Import/export balans |  |  |  |  | 0.028 |  |  |  | 0 | -3.0454e-15 | HeatDir200to400 | -3.0454e-15
TRANSFORM C&I | 8048 | 2035 | Import HeatHT400 | Import brandstof | Warmte |  |  |  | 12 Warmte | Import/export balans |  |  |  |  | 0.028 |  |  |  | 0 | -3.0454e-15 | HeatHT400 | -3.0454e-15
TRANSFORM C&I | 8055 | 2035 | Import Hoogovengas | Import brandstof | Fossiel - Eenvoudig |  |  |  | 14 Koolstof | Import/export balans |  |  |  |  | 0.028 |  |  |  | 0 | 14.1896 | Hoogovengas | 14.1896
TRANSFORM C&I | 8095 | 2035 | Import Hydrogen export | Import brandstof | Waterstof |  |  |  | 13 Waterstof | Import/export balans |  |  |  |  | 0.028 |  |  |  | 0 | 0 | Hydrogen export | 0
TRANSFORM C&I | 8080 | 2035 | Import Hydrogen import | Import brandstof | Waterstof |  |  |  | 13 Waterstof | Import/export balans |  |  |  |  | 0.028 |  |  |  | 0 | 7962477865.2822 | Hydrogen import | 7962477865.2822
TRANSFORM C&I | 8037 | 2035 | Import Import elektriciteit | Import brandstof | Elektriciteit |  |  |  | 11 Elektriciteit | Import/export balans |  |  |  |  | 0.028 |  |  |  | 0 | 1837700720.9267 | Import elektriciteit | 1837700720.9267
TRANSFORM C&I | 8059 | 2035 | Import Kerosine | Import brandstof | Fossiel - Complex |  |  |  | 14 Koolstof | Import/export balans |  |  |  |  | 0.028 |  |  |  | 0 | 0 | Kerosine | 0
TRANSFORM C&I | 8049 | 2035 | Import Kolen | Import brandstof | Fossiel - Complex |  |  |  | 14 Koolstof | Import/export balans |  |  |  |  | 0.028 |  |  |  | 0 | 137880463.5369 | Kolen | 137880463.5369
TRANSFORM C&I | 8084 | 2035 | Import LNG for shipping | Import brandstof | Fossiel - Eenvoudig |  |  |  | 14 Koolstof | Import/export balans |  |  |  |  | 0.028 |  |  |  | 0 | 861197501.4838 | LNG for shipping | 861197501.4838
TRANSFORM C&I | 8057 | 2035 | Import LPG | Import brandstof | Fossiel - Complex |  |  |  | 14 Koolstof | Import/export balans |  |  |  |  | 0.028 |  |  |  | 0 | 4.5642e-08 | LPG | 4.5642e-08
TRANSFORM C&I | 8072 | 2035 | Import Methanol | Import brandstof | Fossiel - Complex |  |  |  | 14 Koolstof | Import/export balans |  |  |  |  | 0.028 |  |  |  | 0 | 719078.9208 | Methanol | 719078.9208
TRANSFORM C&I | 8065 | 2035 | Import Methanol for shipping | Import brandstof | Fossiel - Complex |  |  |  | 14 Koolstof | Import/export balans |  |  |  |  | 0.028 |  |  |  | 0 | 719059.424 | Methanol for shipping | 719059.424
TRANSFORM C&I | 8053 | 2035 | Import Naphta | Import brandstof | Fossiel - Complex |  |  |  | 14 Koolstof | Import/export balans |  |  |  |  | 0.028 |  |  |  | 0 | 0 | Naphta | 0
TRANSFORM C&I | 8054 | 2035 | Import Olie | Import brandstof | Fossiel - Complex |  |  |  | 14 Koolstof | Import/export balans |  |  |  |  | 0.028 |  |  |  | 0 | 16600626259.1732 | Olie | 16600626259.1732
TRANSFORM C&I | 8079 | 2035 | Import Oliegrondstoffen | Import brandstof | Fossiel - Complex |  |  |  | 14 Koolstof | Import/export balans |  |  |  |  | 0.028 |  |  |  | 0 | 0 | Oliegrondstoffen | 0
TRANSFORM C&I | 8045 | 2035 | Import Overige olieproducten | Import brandstof | Fossiel - Complex |  |  |  | 14 Koolstof | Import/export balans |  |  |  |  | 0.028 |  |  |  | 0 | 1059819789.9239 | Overige olieproducten | 1059819789.9239
TRANSFORM C&I | 8075 | 2035 | Import Plastic pyrolysis oil | Import brandstof | Fossiel - Complex |  |  |  | 14 Koolstof | Import/export balans |  |  |  |  | 0.028 |  |  |  | 0 | 249.7755 | Plastic pyrolysis oil | 249.7755
TRANSFORM C&I | 8052 | 2035 | Import Restgassen | Import brandstof | Fossiel - Complex |  |  |  | 14 Koolstof | Import/export balans |  |  |  |  | 0.028 |  |  |  | 0 | 266.9597 | Restgassen | 266.9597
TRANSFORM C&I | 8047 | 2035 | Import Synthetic LPG | Import brandstof | Synthetisch |  |  |  | 14 Koolstof | Import/export balans |  |  |  |  | 0.028 |  |  |  | 0 | 1905003.823 | Synthetic LPG | 1905003.823
TRANSFORM C&I | 8070 | 2035 | Import Synthetic benzine | Import brandstof | Synthetisch |  |  |  | 14 Koolstof | Import/export balans |  |  |  |  | 0.028 |  |  |  | 0 | 1905274.5654 | Synthetic benzine | 1905274.5654
TRANSFORM C&I | 8018 | 2035 | Import Synthetic diesel | Import brandstof | Synthetisch |  |  |  | 14 Koolstof | Import/export balans |  |  |  |  | 0.028 |  |  |  | 0 | 2984761.6189 | Synthetic diesel | 2984761.6189
TRANSFORM C&I | 8020 | 2035 | Import Synthetic kerosine | Import brandstof | Synthetisch |  |  |  | 14 Koolstof | Import/export balans |  |  |  |  | 0.028 |  |  |  | 0 | 2895574.4246 | Synthetic kerosine | 2895574.4246
TRANSFORM C&I | 8023 | 2035 | Import Synthetic methanol | Import brandstof | Synthetisch |  |  |  | 14 Koolstof | Import/export balans |  |  |  |  | 0.028 |  |  |  | 0 | 270.2688 | Synthetic methanol | 270.2688
TRANSFORM C&I | 8029 | 2035 | Import Synthetic methanol for shipping | Import brandstof | Synthetisch |  |  |  | 14 Koolstof | Import/export balans |  |  |  |  | 0.028 |  |  |  | 0 | 2514641.4602 | Synthetic methanol for shipping | 2514641.4602
TRANSFORM C&I | 8019 | 2035 | Import Synthetic naphtha | Import brandstof | Synthetisch |  |  |  | 14 Koolstof | Import/export balans |  |  |  |  | 0.028 |  |  |  | 0 | 1132138861.0814 | Synthetic naphtha | 1132138861.0814
TRANSFORM C&I | 8005 | 2035 | Import Warmte | Import brandstof | Warmte |  |  |  | 12 Warmte | Import/export balans |  |  |  |  | 0.028 |  |  |  | 0 | 2.4363e-14 | Warmte | 2.4363e-14
TRANSFORM C&I | 8006 | 2035 | Import Waterstof | Import brandstof | Waterstof |  |  |  | 13 Waterstof | Import/export balans |  |  |  |  | 0.028 |  |  |  | 0 | 0 | Waterstof | 0
TRANSFORM C&I | 8007 | 2040 | Import Aardgas | Import brandstof | Fossiel - Eenvoudig |  |  |  | 14 Koolstof | Import/export balans |  |  |  |  | 0.028 |  |  |  | 0 | 1566771896.6913 | Aardgas | 1566771896.6913
TRANSFORM C&I | 8031 | 2040 | Import Aardgas feedstock | Import brandstof | Fossiel - Eenvoudig |  |  |  | 14 Koolstof | Import/export balans |  |  |  |  | 0.028 |  |  |  | 0 | 285.4239 | Aardgas feedstock | 285.4239
TRANSFORM C&I | 8028 | 2040 | Import Ammonia | Import brandstof | Waterstof |  |  |  | 13 Waterstof | Import/export balans |  |  |  |  | 0.028 |  |  |  | 0 | 2471.4067 | Ammonia | 2471.4067
TRANSFORM C&I | 8081 | 2040 | Import Ammonia export | Import brandstof | Waterstof |  |  |  | 13 Waterstof | Import/export balans |  |  |  |  | 0.028 |  |  |  | 0 | 0 | Ammonia export | 0
TRANSFORM C&I | 8087 | 2040 | Import Ammonia import | Import brandstof | Waterstof |  |  |  | 13 Waterstof | Import/export balans |  |  |  |  | 0.028 |  |  |  | 0 | 0 | Ammonia import | 0
TRANSFORM C&I | 8089 | 2040 | Import Aromatics | Import brandstof | Fossiel - Complex |  |  |  | 14 Koolstof | Import/export balans |  |  |  |  | 0.028 |  |  |  | 0 | 710441687.8829 | Aromatics | 710441687.8829
TRANSFORM C&I | 8060 | 2040 | Import Benzine | Import brandstof | Fossiel - Complex |  |  |  | 14 Koolstof | Import/export balans |  |  |  |  | 0.028 |  |  |  | 0 | -1.0096e-07 | Benzine | -1.0096e-07
TRANSFORM C&I | 8078 | 2040 | Import Bio-DME | Import brandstof | Biobased - Complex |  |  |  | 14 Koolstof | Import/export balans |  |  |  |  | 0.028 |  |  |  | 0 | 0 | Bio-DME | 0
TRANSFORM C&I | 8042 | 2040 | Import Bio-LNG for shipping | Import brandstof | Biobased - Eenvoudig |  |  |  | 14 Koolstof | Import/export balans |  |  |  |  | 0.028 |  |  |  | 0 | 5873061.5052 | Bio-LNG for shipping | 5873061.5052
TRANSFORM C&I | 8044 | 2040 | Import Bio-LPG | Import brandstof | Biobased - Complex |  |  |  | 14 Koolstof | Import/export balans |  |  |  |  | 0.028 |  |  |  | 0 | 1904946.714 | Bio-LPG | 1904946.714
TRANSFORM C&I | 8035 | 2040 | Import Bio-Methanol for shipping | Import brandstof | Biobased - Complex |  |  |  | 14 Koolstof | Import/export balans |  |  |  |  | 0.028 |  |  |  | 0 | 5911757.8977 | Bio-Methanol for shipping | 5911757.8977
TRANSFORM C&I | 8090 | 2040 | Import Bio-aromatics | Import brandstof | Biobased - Complex |  |  |  | 14 Koolstof | Import/export balans |  |  |  |  | 0.028 |  |  |  | 0 | 5912574.0477 | Bio-aromatics | 5912574.0477
TRANSFORM C&I | 8066 | 2040 | Import Bio-ethanol | Import brandstof | Biobased - Complex |  |  |  | 14 Koolstof | Import/export balans |  |  |  |  | 0.028 |  |  |  | 0 | 39731332.892 | Bio-ethanol | 39731332.892
TRANSFORM C&I | 8067 | 2040 | Import BioHFO | Import brandstof | Biobased - Complex |  |  |  | 14 Koolstof | Import/export balans |  |  |  |  | 0.028 |  |  |  | 0 | 5911844.6443 | BioHFO | 5911844.6443
TRANSFORM C&I | 8034 | 2040 | Import Biobenzine | Import brandstof | Biobased - Complex |  |  |  | 14 Koolstof | Import/export balans |  |  |  |  | 0.028 |  |  |  | 0 | 3.0044e-13 | Biobenzine | 3.0044e-13
TRANSFORM C&I | 8015 | 2040 | Import Biodiesel | Import brandstof | Biobased - Complex |  |  |  | 14 Koolstof | Import/export balans |  |  |  |  | 0.028 |  |  |  | 0 | 4445192.9024 | Biodiesel | 4445192.9024
TRANSFORM C&I | 8010 | 2040 | Import Biokerosine | Import brandstof | Biobased - Complex |  |  |  | 14 Koolstof | Import/export balans |  |  |  |  | 0.028 |  |  |  | 0 | 5079222.1478 | Biokerosine | 5079222.1478
TRANSFORM C&I | 8091 | 2040 | Import Biomass Local Wood chips | Import brandstof | Biobased - Complex |  |  |  | 14 Koolstof | Import/export balans |  |  |  |  | 0.028 |  |  |  | 0 | 0 | Biomass Local Wood chips | 0
TRANSFORM C&I | 8064 | 2040 | Import Biomass Pyrolysis Oil | Import brandstof | Biobased - Complex |  |  |  | 14 Koolstof | Import/export balans |  |  |  |  | 0.028 |  |  |  | 0 | 403704867.5426 | Biomass Pyrolysis Oil | 403704867.5426
TRANSFORM C&I | 8092 | 2040 | Import Biomass Straw | Import brandstof | Biobased - Complex |  |  |  | 14 Koolstof | Import/export balans |  |  |  |  | 0.028 |  |  |  | 0 | 0 | Biomass Straw | 0
TRANSFORM C&I | 8039 | 2040 | Import Biomassa (AWZ, RWZ en STRT) | Import brandstof | Biobased - Eenvoudig |  |  |  | 14 Koolstof | Import/export balans |  |  |  |  | 0.028 |  |  |  | 0 | 75826753.4125 | Biomassa (AWZ, RWZ en STRT) | 75826753.4125
TRANSFORM C&I | 8038 | 2040 | Import Biomassa (GFT & VGI) | Import brandstof | Biobased - Eenvoudig |  |  |  | 14 Koolstof | Import/export balans |  |  |  |  | 0.028 |  |  |  | 0 | 507406748.6899 | Biomassa (GFT & VGI) | 507406748.6899
TRANSFORM C&I | 8062 | 2040 | Import Biomassa (UCO buitenland) | Import brandstof | Biobased - Eenvoudig |  |  |  | 14 Koolstof | Import/export balans |  |  |  |  | 0.028 |  |  |  | 0 | 699358110.0906 | Biomassa (UCO buitenland) | 699358110.0906
TRANSFORM C&I | 8030 | 2040 | Import Biomassa (afval biogeen) | Import brandstof | Biobased - Eenvoudig |  |  |  | 14 Koolstof | Import/export balans |  |  |  |  | 0.028 |  |  |  | 0 | 0 | Biomassa (afval biogeen) | 0
TRANSFORM C&I | 8024 | 2040 | Import Biomassa (hout binnenland) | Import brandstof | Biobased - Eenvoudig |  |  |  | 14 Koolstof | Import/export balans |  |  |  |  | 0.028 |  |  |  | 0 | 273944841.2014 | Biomassa (hout binnenland) | 273944841.2014
TRANSFORM C&I | 8004 | 2040 | Import Biomassa (hout buitenland) | Import brandstof | Biobased - Eenvoudig |  |  |  | 14 Koolstof | Import/export balans |  |  |  |  | 0.028 |  |  |  | 0 | 3933444719.0232 | Biomassa (hout buitenland) | 3933444719.0232
TRANSFORM C&I | 8073 | 2040 | Import Biomassa (hout buitenland), expensive part | Import brandstof | Biobased - Eenvoudig |  |  |  | 14 Koolstof | Import/export balans |  |  |  |  | 0.028 |  |  |  | 0 | 1012.2133 | Biomassa (hout buitenland), expensive part | 1012.2133
TRANSFORM C&I | 8003 | 2040 | Import Biomassa (hout) | Import brandstof | Biobased - Eenvoudig |  |  |  | 14 Koolstof | Import/export balans |  |  |  |  | 0.028 |  |  |  | 0 | 2841.7397 | Biomassa (hout) | 2841.7397
TRANSFORM C&I | 8093 | 2040 | Import Biomassa (natte stromen) | Import brandstof | Biobased - Eenvoudig |  |  |  | 14 Koolstof | Import/export balans |  |  |  |  | 0.028 |  |  |  | 0 | 0 | Biomassa (natte stromen) | 0
TRANSFORM C&I | 8027 | 2040 | Import Biomassa (suikers) | Import brandstof | Biobased - Eenvoudig |  |  |  | 14 Koolstof | Import/export balans |  |  |  |  | 0.028 |  |  |  | 0 | 130.3012 | Biomassa (suikers) | 130.3012
TRANSFORM C&I | 8077 | 2040 | Import Biomassa (zetmeel) | Import brandstof | Biobased - Complex |  |  |  | 14 Koolstof | Import/export balans |  |  |  |  | 0.028 |  |  |  | 0 | 0 | Biomassa (zetmeel) | 0
TRANSFORM C&I | 8033 | 2040 | Import Biomethanol | Import brandstof | Biobased - Complex |  |  |  | 14 Koolstof | Import/export balans |  |  |  |  | 0.028 |  |  |  | 0 | 147074634.5884 | Biomethanol | 147074634.5884
TRANSFORM C&I | 8013 | 2040 | Import Bionaphta | Import brandstof | Biobased - Complex |  |  |  | 14 Koolstof | Import/export balans |  |  |  |  | 0.028 |  |  |  | 0 | 580210567.5696 | Bionaphta | 580210567.5696
TRANSFORM C&I | 8063 | 2040 | Import Cokes | Import brandstof | Fossiel - Complex |  |  |  | 14 Koolstof | Import/export balans |  |  |  |  | 0.028 |  |  |  | 0 | 2787886.4002 | Cokes | 2787886.4002
TRANSFORM C&I | 8071 | 2040 | Import Cokesovengas | Import brandstof | Fossiel - Eenvoudig |  |  |  | 14 Koolstof | Import/export balans |  |  |  |  | 0.028 |  |  |  | 0 | 0 | Cokesovengas | 0
TRANSFORM C&I | 8056 | 2040 | Import Diesel | Import brandstof | Fossiel - Complex |  |  |  | 14 Koolstof | Import/export balans |  |  |  |  | 0.028 |  |  |  | 0 | -4.0384e-07 | Diesel | -4.0384e-07
TRANSFORM C&I | 8050 | 2040 | Import E-inhoud mest | Import brandstof | Biobased - Eenvoudig |  |  |  | 14 Koolstof | Import/export balans |  |  |  |  | 0.028 |  |  |  | 0 | -407670048.5877 | E-inhoud mest | -407670048.5877
TRANSFORM C&I | 8001 | 2040 | Import Elektriciteit | Import brandstof | Elektriciteit |  |  |  | 11 Elektriciteit | Import/export balans |  |  |  |  | 0.028 |  |  |  | 0 | 889.0079 | Elektriciteit | 889.0079
TRANSFORM C&I | 8083 | 2040 | Import Export elektriciteit | Import brandstof | Elektriciteit |  |  |  | 11 Elektriciteit | Import/export balans |  |  |  |  | 0.028 |  |  |  | 0 | 0 | Export elektriciteit | 0
TRANSFORM C&I | 8076 | 2040 | Import Gas transport | Import brandstof | Fossiel - Eenvoudig |  |  |  | 14 Koolstof | Import/export balans |  |  |  |  | 0.028 |  |  |  | 0 | 0 | Gas transport | 0
TRANSFORM C&I | 8085 | 2040 | Import Gas winning | Import brandstof | Fossiel - Eenvoudig |  |  |  | 14 Koolstof | Import/export balans |  |  |  |  | 0.028 |  |  |  | 0 | 0 | Gas winning | 0
TRANSFORM C&I | 8058 | 2040 | Import HFO | Import brandstof | Fossiel - Complex |  |  |  | 14 Koolstof | Import/export balans |  |  |  |  | 0.028 |  |  |  | 0 | 0 | HFO | 0
TRANSFORM C&I | 8016 | 2040 | Import Heat100to200 | Import brandstof | Warmte |  |  |  | 12 Warmte | Import/export balans |  |  |  |  | 0.028 |  |  |  | 0 | 0 | Heat100to200 | 0
TRANSFORM C&I | 8040 | 2040 | Import Heat200to400 | Import brandstof | Warmte |  |  |  | 12 Warmte | Import/export balans |  |  |  |  | 0.028 |  |  |  | 0 | 2.9448e-13 | Heat200to400 | 2.9448e-13
TRANSFORM C&I | 8051 | 2040 | Import HeatDir200to400 | Import brandstof | Warmte |  |  |  | 12 Warmte | Import/export balans |  |  |  |  | 0.028 |  |  |  | 0 | 3.0675e-15 | HeatDir200to400 | 3.0675e-15
TRANSFORM C&I | 8048 | 2040 | Import HeatHT400 | Import brandstof | Warmte |  |  |  | 12 Warmte | Import/export balans |  |  |  |  | 0.028 |  |  |  | 0 | 0 | HeatHT400 | 0
TRANSFORM C&I | 8055 | 2040 | Import Hoogovengas | Import brandstof | Fossiel - Eenvoudig |  |  |  | 14 Koolstof | Import/export balans |  |  |  |  | 0.028 |  |  |  | 0 | 0 | Hoogovengas | 0
TRANSFORM C&I | 8095 | 2040 | Import Hydrogen export | Import brandstof | Waterstof |  |  |  | 13 Waterstof | Import/export balans |  |  |  |  | 0.028 |  |  |  | 0 | 0 | Hydrogen export | 0
TRANSFORM C&I | 8080 | 2040 | Import Hydrogen import | Import brandstof | Waterstof |  |  |  | 13 Waterstof | Import/export balans |  |  |  |  | 0.028 |  |  |  | 0 | 15317007875.6091 | Hydrogen import | 15317007875.6091
TRANSFORM C&I | 8037 | 2040 | Import Import elektriciteit | Import brandstof | Elektriciteit |  |  |  | 11 Elektriciteit | Import/export balans |  |  |  |  | 0.028 |  |  |  | 0 | 592505700.9389 | Import elektriciteit | 592505700.9389
TRANSFORM C&I | 8059 | 2040 | Import Kerosine | Import brandstof | Fossiel - Complex |  |  |  | 14 Koolstof | Import/export balans |  |  |  |  | 0.028 |  |  |  | 0 | 0 | Kerosine | 0
TRANSFORM C&I | 8049 | 2040 | Import Kolen | Import brandstof | Fossiel - Complex |  |  |  | 14 Koolstof | Import/export balans |  |  |  |  | 0.028 |  |  |  | 0 | 1194292.5241 | Kolen | 1194292.5241
TRANSFORM C&I | 8084 | 2040 | Import LNG for shipping | Import brandstof | Fossiel - Eenvoudig |  |  |  | 14 Koolstof | Import/export balans |  |  |  |  | 0.028 |  |  |  | 0 | 1070400386.8938 | LNG for shipping | 1070400386.8938
TRANSFORM C&I | 8057 | 2040 | Import LPG | Import brandstof | Fossiel - Complex |  |  |  | 14 Koolstof | Import/export balans |  |  |  |  | 0.028 |  |  |  | 0 | 4.5371e-08 | LPG | 4.5371e-08
TRANSFORM C&I | 8072 | 2040 | Import Methanol | Import brandstof | Fossiel - Complex |  |  |  | 14 Koolstof | Import/export balans |  |  |  |  | 0.028 |  |  |  | 0 | 724318.2352 | Methanol | 724318.2352
TRANSFORM C&I | 8065 | 2040 | Import Methanol for shipping | Import brandstof | Fossiel - Complex |  |  |  | 14 Koolstof | Import/export balans |  |  |  |  | 0.028 |  |  |  | 0 | 724267.2596 | Methanol for shipping | 724267.2596
TRANSFORM C&I | 8053 | 2040 | Import Naphta | Import brandstof | Fossiel - Complex |  |  |  | 14 Koolstof | Import/export balans |  |  |  |  | 0.028 |  |  |  | 0 | -6.469e-15 | Naphta | -6.469e-15
TRANSFORM C&I | 8054 | 2040 | Import Olie | Import brandstof | Fossiel - Complex |  |  |  | 14 Koolstof | Import/export balans |  |  |  |  | 0.028 |  |  |  | 0 | 12676110481.3733 | Olie | 12676110481.3733
TRANSFORM C&I | 8079 | 2040 | Import Oliegrondstoffen | Import brandstof | Fossiel - Complex |  |  |  | 14 Koolstof | Import/export balans |  |  |  |  | 0.028 |  |  |  | 0 | 0 | Oliegrondstoffen | 0
TRANSFORM C&I | 8045 | 2040 | Import Overige olieproducten | Import brandstof | Fossiel - Complex |  |  |  | 14 Koolstof | Import/export balans |  |  |  |  | 0.028 |  |  |  | 0 | 1799864330.5261 | Overige olieproducten | 1799864330.5261
TRANSFORM C&I | 8075 | 2040 | Import Plastic pyrolysis oil | Import brandstof | Fossiel - Complex |  |  |  | 14 Koolstof | Import/export balans |  |  |  |  | 0.028 |  |  |  | 0 | 65.6641 | Plastic pyrolysis oil | 65.6641
TRANSFORM C&I | 8052 | 2040 | Import Restgassen | Import brandstof | Fossiel - Complex |  |  |  | 14 Koolstof | Import/export balans |  |  |  |  | 0.028 |  |  |  | 0 | 653.1683 | Restgassen | 653.1683
TRANSFORM C&I | 8047 | 2040 | Import Synthetic LPG | Import brandstof | Synthetisch |  |  |  | 14 Koolstof | Import/export balans |  |  |  |  | 0.028 |  |  |  | 0 | 1904983.3351 | Synthetic LPG | 1904983.3351
TRANSFORM C&I | 8070 | 2040 | Import Synthetic benzine | Import brandstof | Synthetisch |  |  |  | 14 Koolstof | Import/export balans |  |  |  |  | 0.028 |  |  |  | 0 | 1905034.0415 | Synthetic benzine | 1905034.0415
TRANSFORM C&I | 8018 | 2040 | Import Synthetic diesel | Import brandstof | Synthetisch |  |  |  | 14 Koolstof | Import/export balans |  |  |  |  | 0.028 |  |  |  | 0 | 2984967.6358 | Synthetic diesel | 2984967.6358
TRANSFORM C&I | 8020 | 2040 | Import Synthetic kerosine | Import brandstof | Synthetisch |  |  |  | 14 Koolstof | Import/export balans |  |  |  |  | 0.028 |  |  |  | 0 | 2895522.7959 | Synthetic kerosine | 2895522.7959
TRANSFORM C&I | 8023 | 2040 | Import Synthetic methanol | Import brandstof | Synthetisch |  |  |  | 14 Koolstof | Import/export balans |  |  |  |  | 0.028 |  |  |  | 0 | 880729.4744 | Synthetic methanol | 880729.4744
TRANSFORM C&I | 8029 | 2040 | Import Synthetic methanol for shipping | Import brandstof | Synthetisch |  |  |  | 14 Koolstof | Import/export balans |  |  |  |  | 0.028 |  |  |  | 0 | 2514704.3074 | Synthetic methanol for shipping | 2514704.3074
TRANSFORM C&I | 8019 | 2040 | Import Synthetic naphtha | Import brandstof | Synthetisch |  |  |  | 14 Koolstof | Import/export balans |  |  |  |  | 0.028 |  |  |  | 0 | 1336860620.1309 | Synthetic naphtha | 1336860620.1309
TRANSFORM C&I | 8005 | 2040 | Import Warmte | Import brandstof | Warmte |  |  |  | 12 Warmte | Import/export balans |  |  |  |  | 0.028 |  |  |  | 0 | 0 | Warmte | 0
TRANSFORM C&I | 8006 | 2040 | Import Waterstof | Import brandstof | Waterstof |  |  |  | 13 Waterstof | Import/export balans |  |  |  |  | 0.028 |  |  |  | 0 | 9.9316e-13 | Waterstof | 9.9316e-13
TRANSFORM C&I | 8007 | 2045 | Import Aardgas | Import brandstof | Fossiel - Eenvoudig |  |  |  | 14 Koolstof | Import/export balans |  |  |  |  | 0.028 |  |  |  | 0 | 898099319.192 | Aardgas | 898099319.192
TRANSFORM C&I | 8031 | 2045 | Import Aardgas feedstock | Import brandstof | Fossiel - Eenvoudig |  |  |  | 14 Koolstof | Import/export balans |  |  |  |  | 0.028 |  |  |  | 0 | 146.8795 | Aardgas feedstock | 146.8795
TRANSFORM C&I | 8028 | 2045 | Import Ammonia | Import brandstof | Waterstof |  |  |  | 13 Waterstof | Import/export balans |  |  |  |  | 0.028 |  |  |  | 0 | 1219.0489 | Ammonia | 1219.0489
TRANSFORM C&I | 8081 | 2045 | Import Ammonia export | Import brandstof | Waterstof |  |  |  | 13 Waterstof | Import/export balans |  |  |  |  | 0.028 |  |  |  | 0 | 0 | Ammonia export | 0
TRANSFORM C&I | 8087 | 2045 | Import Ammonia import | Import brandstof | Waterstof |  |  |  | 13 Waterstof | Import/export balans |  |  |  |  | 0.028 |  |  |  | 0 | 0 | Ammonia import | 0
TRANSFORM C&I | 8089 | 2045 | Import Aromatics | Import brandstof | Fossiel - Complex |  |  |  | 14 Koolstof | Import/export balans |  |  |  |  | 0.028 |  |  |  | 0 | 531315264.9131 | Aromatics | 531315264.9131
TRANSFORM C&I | 8060 | 2045 | Import Benzine | Import brandstof | Fossiel - Complex |  |  |  | 14 Koolstof | Import/export balans |  |  |  |  | 0.028 |  |  |  | 0 | 9.8877e-08 | Benzine | 9.8877e-08
TRANSFORM C&I | 8078 | 2045 | Import Bio-DME | Import brandstof | Biobased - Complex |  |  |  | 14 Koolstof | Import/export balans |  |  |  |  | 0.028 |  |  |  | 0 | 7361544.8833 | Bio-DME | 7361544.8833
TRANSFORM C&I | 8042 | 2045 | Import Bio-LNG for shipping | Import brandstof | Biobased - Eenvoudig |  |  |  | 14 Koolstof | Import/export balans |  |  |  |  | 0.028 |  |  |  | 0 | 7337209.4432 | Bio-LNG for shipping | 7337209.4432
TRANSFORM C&I | 8044 | 2045 | Import Bio-LPG | Import brandstof | Biobased - Complex |  |  |  | 14 Koolstof | Import/export balans |  |  |  |  | 0.028 |  |  |  | 0 | 1905004.1037 | Bio-LPG | 1905004.1037
TRANSFORM C&I | 8035 | 2045 | Import Bio-Methanol for shipping | Import brandstof | Biobased - Complex |  |  |  | 14 Koolstof | Import/export balans |  |  |  |  | 0.028 |  |  |  | 0 | 7361816.988 | Bio-Methanol for shipping | 7361816.988
TRANSFORM C&I | 8090 | 2045 | Import Bio-aromatics | Import brandstof | Biobased - Complex |  |  |  | 14 Koolstof | Import/export balans |  |  |  |  | 0.028 |  |  |  | 0 | 7362355.6009 | Bio-aromatics | 7362355.6009
TRANSFORM C&I | 8066 | 2045 | Import Bio-ethanol | Import brandstof | Biobased - Complex |  |  |  | 14 Koolstof | Import/export balans |  |  |  |  | 0.028 |  |  |  | 0 | 2357772.7821 | Bio-ethanol | 2357772.7821
TRANSFORM C&I | 8067 | 2045 | Import BioHFO | Import brandstof | Biobased - Complex |  |  |  | 14 Koolstof | Import/export balans |  |  |  |  | 0.028 |  |  |  | 0 | 7361895.7013 | BioHFO | 7361895.7013
TRANSFORM C&I | 8034 | 2045 | Import Biobenzine | Import brandstof | Biobased - Complex |  |  |  | 14 Koolstof | Import/export balans |  |  |  |  | 0.028 |  |  |  | 0 | 7361373.348 | Biobenzine | 7361373.348
TRANSFORM C&I | 8015 | 2045 | Import Biodiesel | Import brandstof | Biobased - Complex |  |  |  | 14 Koolstof | Import/export balans |  |  |  |  | 0.028 |  |  |  | 0 | 4445188.8763 | Biodiesel | 4445188.8763
TRANSFORM C&I | 8010 | 2045 | Import Biokerosine | Import brandstof | Biobased - Complex |  |  |  | 14 Koolstof | Import/export balans |  |  |  |  | 0.028 |  |  |  | 0 | 5079601.5979 | Biokerosine | 5079601.5979
TRANSFORM C&I | 8091 | 2045 | Import Biomass Local Wood chips | Import brandstof | Biobased - Complex |  |  |  | 14 Koolstof | Import/export balans |  |  |  |  | 0.028 |  |  |  | 0 | 0 | Biomass Local Wood chips | 0
TRANSFORM C&I | 8064 | 2045 | Import Biomass Pyrolysis Oil | Import brandstof | Biobased - Complex |  |  |  | 14 Koolstof | Import/export balans |  |  |  |  | 0.028 |  |  |  | 0 | 404967315.4577 | Biomass Pyrolysis Oil | 404967315.4577
TRANSFORM C&I | 8092 | 2045 | Import Biomass Straw | Import brandstof | Biobased - Complex |  |  |  | 14 Koolstof | Import/export balans |  |  |  |  | 0.028 |  |  |  | 0 | 0 | Biomass Straw | 0
TRANSFORM C&I | 8039 | 2045 | Import Biomassa (AWZ, RWZ en STRT) | Import brandstof | Biobased - Eenvoudig |  |  |  | 14 Koolstof | Import/export balans |  |  |  |  | 0.028 |  |  |  | 0 | 75826689.053 | Biomassa (AWZ, RWZ en STRT) | 75826689.053
TRANSFORM C&I | 8038 | 2045 | Import Biomassa (GFT & VGI) | Import brandstof | Biobased - Eenvoudig |  |  |  | 14 Koolstof | Import/export balans |  |  |  |  | 0.028 |  |  |  | 0 | 617671163.6354 | Biomassa (GFT & VGI) | 617671163.6354
TRANSFORM C&I | 8062 | 2045 | Import Biomassa (UCO buitenland) | Import brandstof | Biobased - Eenvoudig |  |  |  | 14 Koolstof | Import/export balans |  |  |  |  | 0.028 |  |  |  | 0 | 747961217.5068 | Biomassa (UCO buitenland) | 747961217.5068
TRANSFORM C&I | 8030 | 2045 | Import Biomassa (afval biogeen) | Import brandstof | Biobased - Eenvoudig |  |  |  | 14 Koolstof | Import/export balans |  |  |  |  | 0.028 |  |  |  | 0 | 0 | Biomassa (afval biogeen) | 0
TRANSFORM C&I | 8024 | 2045 | Import Biomassa (hout binnenland) | Import brandstof | Biobased - Eenvoudig |  |  |  | 14 Koolstof | Import/export balans |  |  |  |  | 0.028 |  |  |  | 0 | 295356669.385 | Biomassa (hout binnenland) | 295356669.385
TRANSFORM C&I | 8004 | 2045 | Import Biomassa (hout buitenland) | Import brandstof | Biobased - Eenvoudig |  |  |  | 14 Koolstof | Import/export balans |  |  |  |  | 0.028 |  |  |  | 0 | 5823470687.6556 | Biomassa (hout buitenland) | 5823470687.6556
TRANSFORM C&I | 8073 | 2045 | Import Biomassa (hout buitenland), expensive part | Import brandstof | Biobased - Eenvoudig |  |  |  | 14 Koolstof | Import/export balans |  |  |  |  | 0.028 |  |  |  | 0 | 202.0026 | Biomassa (hout buitenland), expensive part | 202.0026
TRANSFORM C&I | 8003 | 2045 | Import Biomassa (hout) | Import brandstof | Biobased - Eenvoudig |  |  |  | 14 Koolstof | Import/export balans |  |  |  |  | 0.028 |  |  |  | 0 | 1510.727 | Biomassa (hout) | 1510.727
TRANSFORM C&I | 8093 | 2045 | Import Biomassa (natte stromen) | Import brandstof | Biobased - Eenvoudig |  |  |  | 14 Koolstof | Import/export balans |  |  |  |  | 0.028 |  |  |  | 0 | 0 | Biomassa (natte stromen) | 0
TRANSFORM C&I | 8027 | 2045 | Import Biomassa (suikers) | Import brandstof | Biobased - Eenvoudig |  |  |  | 14 Koolstof | Import/export balans |  |  |  |  | 0.028 |  |  |  | 0 | 66.1577 | Biomassa (suikers) | 66.1577
TRANSFORM C&I | 8077 | 2045 | Import Biomassa (zetmeel) | Import brandstof | Biobased - Complex |  |  |  | 14 Koolstof | Import/export balans |  |  |  |  | 0.028 |  |  |  | 0 | 0 | Biomassa (zetmeel) | 0
TRANSFORM C&I | 8033 | 2045 | Import Biomethanol | Import brandstof | Biobased - Complex |  |  |  | 14 Koolstof | Import/export balans |  |  |  |  | 0.028 |  |  |  | 0 | 60681481.9913 | Biomethanol | 60681481.9913
TRANSFORM C&I | 8013 | 2045 | Import Bionaphta | Import brandstof | Biobased - Complex |  |  |  | 14 Koolstof | Import/export balans |  |  |  |  | 0.028 |  |  |  | 0 | 731184328.7181 | Bionaphta | 731184328.7181
TRANSFORM C&I | 8063 | 2045 | Import Cokes | Import brandstof | Fossiel - Complex |  |  |  | 14 Koolstof | Import/export balans |  |  |  |  | 0.028 |  |  |  | 0 | 3193.3705 | Cokes | 3193.3705
TRANSFORM C&I | 8071 | 2045 | Import Cokesovengas | Import brandstof | Fossiel - Eenvoudig |  |  |  | 14 Koolstof | Import/export balans |  |  |  |  | 0.028 |  |  |  | 0 | 0 | Cokesovengas | 0
TRANSFORM C&I | 8056 | 2045 | Import Diesel | Import brandstof | Fossiel - Complex |  |  |  | 14 Koolstof | Import/export balans |  |  |  |  | 0.028 |  |  |  | 0 | 0 | Diesel | 0
TRANSFORM C&I | 8050 | 2045 | Import E-inhoud mest | Import brandstof | Biobased - Eenvoudig |  |  |  | 14 Koolstof | Import/export balans |  |  |  |  | 0.028 |  |  |  | 0 | -407670010.0559 | E-inhoud mest | -407670010.0559
TRANSFORM C&I | 8001 | 2045 | Import Elektriciteit | Import brandstof | Elektriciteit |  |  |  | 11 Elektriciteit | Import/export balans |  |  |  |  | 0.028 |  |  |  | 0 | 609.2116 | Elektriciteit | 609.2116
TRANSFORM C&I | 8083 | 2045 | Import Export elektriciteit | Import brandstof | Elektriciteit |  |  |  | 11 Elektriciteit | Import/export balans |  |  |  |  | 0.028 |  |  |  | 0 | 0 | Export elektriciteit | 0
TRANSFORM C&I | 8076 | 2045 | Import Gas transport | Import brandstof | Fossiel - Eenvoudig |  |  |  | 14 Koolstof | Import/export balans |  |  |  |  | 0.028 |  |  |  | 0 | 0 | Gas transport | 0
TRANSFORM C&I | 8085 | 2045 | Import Gas winning | Import brandstof | Fossiel - Eenvoudig |  |  |  | 14 Koolstof | Import/export balans |  |  |  |  | 0.028 |  |  |  | 0 | 0 | Gas winning | 0
TRANSFORM C&I | 8058 | 2045 | Import HFO | Import brandstof | Fossiel - Complex |  |  |  | 14 Koolstof | Import/export balans |  |  |  |  | 0.028 |  |  |  | 0 | 0 | HFO | 0
TRANSFORM C&I | 8016 | 2045 | Import Heat100to200 | Import brandstof | Warmte |  |  |  | 12 Warmte | Import/export balans |  |  |  |  | 0.028 |  |  |  | 0 | 2.4716e-14 | Heat100to200 | 2.4716e-14
TRANSFORM C&I | 8040 | 2045 | Import Heat200to400 | Import brandstof | Warmte |  |  |  | 12 Warmte | Import/export balans |  |  |  |  | 0.028 |  |  |  | 0 | -4.9433e-14 | Heat200to400 | -4.9433e-14
TRANSFORM C&I | 8051 | 2045 | Import HeatDir200to400 | Import brandstof | Warmte |  |  |  | 12 Warmte | Import/export balans |  |  |  |  | 0.028 |  |  |  | 0 | 3.0895e-15 | HeatDir200to400 | 3.0895e-15
TRANSFORM C&I | 8048 | 2045 | Import HeatHT400 | Import brandstof | Warmte |  |  |  | 12 Warmte | Import/export balans |  |  |  |  | 0.028 |  |  |  | 0 | -1.5448e-15 | HeatHT400 | -1.5448e-15
TRANSFORM C&I | 8055 | 2045 | Import Hoogovengas | Import brandstof | Fossiel - Eenvoudig |  |  |  | 14 Koolstof | Import/export balans |  |  |  |  | 0.028 |  |  |  | 0 | 0 | Hoogovengas | 0
TRANSFORM C&I | 8095 | 2045 | Import Hydrogen export | Import brandstof | Waterstof |  |  |  | 13 Waterstof | Import/export balans |  |  |  |  | 0.028 |  |  |  | 0 | 0 | Hydrogen export | 0
TRANSFORM C&I | 8080 | 2045 | Import Hydrogen import | Import brandstof | Waterstof |  |  |  | 13 Waterstof | Import/export balans |  |  |  |  | 0.028 |  |  |  | 0 | 12486852646.7005 | Hydrogen import | 12486852646.7005
TRANSFORM C&I | 8037 | 2045 | Import Import elektriciteit | Import brandstof | Elektriciteit |  |  |  | 11 Elektriciteit | Import/export balans |  |  |  |  | 0.028 |  |  |  | 0 | 670439880.1123 | Import elektriciteit | 670439880.1123
TRANSFORM C&I | 8059 | 2045 | Import Kerosine | Import brandstof | Fossiel - Complex |  |  |  | 14 Koolstof | Import/export balans |  |  |  |  | 0.028 |  |  |  | 0 | 0 | Kerosine | 0
TRANSFORM C&I | 8049 | 2045 | Import Kolen | Import brandstof | Fossiel - Complex |  |  |  | 14 Koolstof | Import/export balans |  |  |  |  | 0.028 |  |  |  | 0 | 1143366.1507 | Kolen | 1143366.1507
TRANSFORM C&I | 8084 | 2045 | Import LNG for shipping | Import brandstof | Fossiel - Eenvoudig |  |  |  | 14 Koolstof | Import/export balans |  |  |  |  | 0.028 |  |  |  | 0 | 596227102.5918 | LNG for shipping | 596227102.5918
TRANSFORM C&I | 8057 | 2045 | Import LPG | Import brandstof | Fossiel - Complex |  |  |  | 14 Koolstof | Import/export balans |  |  |  |  | 0.028 |  |  |  | 0 | -4.4435e-08 | LPG | -4.4435e-08
TRANSFORM C&I | 8072 | 2045 | Import Methanol | Import brandstof | Fossiel - Complex |  |  |  | 14 Koolstof | Import/export balans |  |  |  |  | 0.028 |  |  |  | 0 | 729516.6552 | Methanol | 729516.6552
TRANSFORM C&I | 8065 | 2045 | Import Methanol for shipping | Import brandstof | Fossiel - Complex |  |  |  | 14 Koolstof | Import/export balans |  |  |  |  | 0.028 |  |  |  | 0 | 729483.2455 | Methanol for shipping | 729483.2455
TRANSFORM C&I | 8053 | 2045 | Import Naphta | Import brandstof | Fossiel - Complex |  |  |  | 14 Koolstof | Import/export balans |  |  |  |  | 0.028 |  |  |  | 0 | 0 | Naphta | 0
TRANSFORM C&I | 8054 | 2045 | Import Olie | Import brandstof | Fossiel - Complex |  |  |  | 14 Koolstof | Import/export balans |  |  |  |  | 0.028 |  |  |  | 0 | 8682611453.4949 | Olie | 8682611453.4949
TRANSFORM C&I | 8079 | 2045 | Import Oliegrondstoffen | Import brandstof | Fossiel - Complex |  |  |  | 14 Koolstof | Import/export balans |  |  |  |  | 0.028 |  |  |  | 0 | 0 | Oliegrondstoffen | 0
TRANSFORM C&I | 8045 | 2045 | Import Overige olieproducten | Import brandstof | Fossiel - Complex |  |  |  | 14 Koolstof | Import/export balans |  |  |  |  | 0.028 |  |  |  | 0 | 1465761295.9099 | Overige olieproducten | 1465761295.9099
TRANSFORM C&I | 8075 | 2045 | Import Plastic pyrolysis oil | Import brandstof | Fossiel - Complex |  |  |  | 14 Koolstof | Import/export balans |  |  |  |  | 0.028 |  |  |  | 0 | 0 | Plastic pyrolysis oil | 0
TRANSFORM C&I | 8052 | 2045 | Import Restgassen | Import brandstof | Fossiel - Complex |  |  |  | 14 Koolstof | Import/export balans |  |  |  |  | 0.028 |  |  |  | 0 | 340.4285 | Restgassen | 340.4285
TRANSFORM C&I | 8047 | 2045 | Import Synthetic LPG | Import brandstof | Synthetisch |  |  |  | 14 Koolstof | Import/export balans |  |  |  |  | 0.028 |  |  |  | 0 | 1905012.9883 | Synthetic LPG | 1905012.9883
TRANSFORM C&I | 8070 | 2045 | Import Synthetic benzine | Import brandstof | Synthetisch |  |  |  | 14 Koolstof | Import/export balans |  |  |  |  | 0.028 |  |  |  | 0 | 1905023.6297 | Synthetic benzine | 1905023.6297
TRANSFORM C&I | 8018 | 2045 | Import Synthetic diesel | Import brandstof | Synthetisch |  |  |  | 14 Koolstof | Import/export balans |  |  |  |  | 0.028 |  |  |  | 0 | 2984636.2297 | Synthetic diesel | 2984636.2297
TRANSFORM C&I | 8020 | 2045 | Import Synthetic kerosine | Import brandstof | Synthetisch |  |  |  | 14 Koolstof | Import/export balans |  |  |  |  | 0.028 |  |  |  | 0 | 2895565.2818 | Synthetic kerosine | 2895565.2818
TRANSFORM C&I | 8023 | 2045 | Import Synthetic methanol | Import brandstof | Synthetisch |  |  |  | 14 Koolstof | Import/export balans |  |  |  |  | 0.028 |  |  |  | 0 | 101434.1381 | Synthetic methanol | 101434.1381
TRANSFORM C&I | 8029 | 2045 | Import Synthetic methanol for shipping | Import brandstof | Synthetisch |  |  |  | 14 Koolstof | Import/export balans |  |  |  |  | 0.028 |  |  |  | 0 | 2514652.2926 | Synthetic methanol for shipping | 2514652.2926
TRANSFORM C&I | 8019 | 2045 | Import Synthetic naphtha | Import brandstof | Synthetisch |  |  |  | 14 Koolstof | Import/export balans |  |  |  |  | 0.028 |  |  |  | 0 | 1122511619.2342 | Synthetic naphtha | 1122511619.2342
TRANSFORM C&I | 8005 | 2045 | Import Warmte | Import brandstof | Warmte |  |  |  | 12 Warmte | Import/export balans |  |  |  |  | 0.028 |  |  |  | 0 | 0 | Warmte | 0
TRANSFORM C&I | 8006 | 2045 | Import Waterstof | Import brandstof | Waterstof |  |  |  | 13 Waterstof | Import/export balans |  |  |  |  | 0.028 |  |  |  | 0 | 0 | Waterstof | 0
TRANSFORM C&I | 8007 | 2050 | Import Aardgas | Import brandstof | Fossiel - Eenvoudig |  |  |  | 14 Koolstof | Import/export balans |  |  |  |  | 0.028 |  |  |  | 0 | 118697765.5614 | Aardgas | 118697765.5614
TRANSFORM C&I | 8031 | 2050 | Import Aardgas feedstock | Import brandstof | Fossiel - Eenvoudig |  |  |  | 14 Koolstof | Import/export balans |  |  |  |  | 0.028 |  |  |  | 0 | 169.404 | Aardgas feedstock | 169.404
TRANSFORM C&I | 8028 | 2050 | Import Ammonia | Import brandstof | Waterstof |  |  |  | 13 Waterstof | Import/export balans |  |  |  |  | 0.028 |  |  |  | 0 | 477738826.5411 | Ammonia | 477738826.5411
TRANSFORM C&I | 8081 | 2050 | Import Ammonia export | Import brandstof | Waterstof |  |  |  | 13 Waterstof | Import/export balans |  |  |  |  | 0.028 |  |  |  | 0 | 0 | Ammonia export | 0
TRANSFORM C&I | 8087 | 2050 | Import Ammonia import | Import brandstof | Waterstof |  |  |  | 13 Waterstof | Import/export balans |  |  |  |  | 0.028 |  |  |  | 0 | 0 | Ammonia import | 0
TRANSFORM C&I | 8089 | 2050 | Import Aromatics | Import brandstof | Fossiel - Complex |  |  |  | 14 Koolstof | Import/export balans |  |  |  |  | 0.028 |  |  |  | 0 | 80486451.1183 | Aromatics | 80486451.1183
TRANSFORM C&I | 8060 | 2050 | Import Benzine | Import brandstof | Fossiel - Complex |  |  |  | 14 Koolstof | Import/export balans |  |  |  |  | 0.028 |  |  |  | 0 | 0 | Benzine | 0
TRANSFORM C&I | 8078 | 2050 | Import Bio-DME | Import brandstof | Biobased - Complex |  |  |  | 14 Koolstof | Import/export balans |  |  |  |  | 0.028 |  |  |  | 0 | 8811650.1164 | Bio-DME | 8811650.1164
TRANSFORM C&I | 8042 | 2050 | Import Bio-LNG for shipping | Import brandstof | Biobased - Eenvoudig |  |  |  | 14 Koolstof | Import/export balans |  |  |  |  | 0.028 |  |  |  | 0 | 8808863.0372 | Bio-LNG for shipping | 8808863.0372
TRANSFORM C&I | 8044 | 2050 | Import Bio-LPG | Import brandstof | Biobased - Complex |  |  |  | 14 Koolstof | Import/export balans |  |  |  |  | 0.028 |  |  |  | 0 | 1905000.3521 | Bio-LPG | 1905000.3521
TRANSFORM C&I | 8035 | 2050 | Import Bio-Methanol for shipping | Import brandstof | Biobased - Complex |  |  |  | 14 Koolstof | Import/export balans |  |  |  |  | 0.028 |  |  |  | 0 | 8812051.432 | Bio-Methanol for shipping | 8812051.432
TRANSFORM C&I | 8090 | 2050 | Import Bio-aromatics | Import brandstof | Biobased - Complex |  |  |  | 14 Koolstof | Import/export balans |  |  |  |  | 0.028 |  |  |  | 0 | 8812647.0879 | Bio-aromatics | 8812647.0879
TRANSFORM C&I | 8066 | 2050 | Import Bio-ethanol | Import brandstof | Biobased - Complex |  |  |  | 14 Koolstof | Import/export balans |  |  |  |  | 0.028 |  |  |  | 0 | 3940290207.7908 | Bio-ethanol | 3940290207.7908
TRANSFORM C&I | 8067 | 2050 | Import BioHFO | Import brandstof | Biobased - Complex |  |  |  | 14 Koolstof | Import/export balans |  |  |  |  | 0.028 |  |  |  | 0 | 8812107.8762 | BioHFO | 8812107.8762
TRANSFORM C&I | 8034 | 2050 | Import Biobenzine | Import brandstof | Biobased - Complex |  |  |  | 14 Koolstof | Import/export balans |  |  |  |  | 0.028 |  |  |  | 0 | 0 | Biobenzine | 0
TRANSFORM C&I | 8015 | 2050 | Import Biodiesel | Import brandstof | Biobased - Complex |  |  |  | 14 Koolstof | Import/export balans |  |  |  |  | 0.028 |  |  |  | 0 | 4444941.3972 | Biodiesel | 4444941.3972
TRANSFORM C&I | 8010 | 2050 | Import Biokerosine | Import brandstof | Biobased - Complex |  |  |  | 14 Koolstof | Import/export balans |  |  |  |  | 0.028 |  |  |  | 0 | 5079576.7676 | Biokerosine | 5079576.7676
TRANSFORM C&I | 8091 | 2050 | Import Biomass Local Wood chips | Import brandstof | Biobased - Complex |  |  |  | 14 Koolstof | Import/export balans |  |  |  |  | 0.028 |  |  |  | 0 | 0 | Biomass Local Wood chips | 0
TRANSFORM C&I | 8064 | 2050 | Import Biomass Pyrolysis Oil | Import brandstof | Biobased - Complex |  |  |  | 14 Koolstof | Import/export balans |  |  |  |  | 0.028 |  |  |  | 0 | 300663206.9477 | Biomass Pyrolysis Oil | 300663206.9477
TRANSFORM C&I | 8092 | 2050 | Import Biomass Straw | Import brandstof | Biobased - Complex |  |  |  | 14 Koolstof | Import/export balans |  |  |  |  | 0.028 |  |  |  | 0 | 0 | Biomass Straw | 0
TRANSFORM C&I | 8039 | 2050 | Import Biomassa (AWZ, RWZ en STRT) | Import brandstof | Biobased - Eenvoudig |  |  |  | 14 Koolstof | Import/export balans |  |  |  |  | 0.028 |  |  |  | 0 | 75826700.2978 | Biomassa (AWZ, RWZ en STRT) | 75826700.2978
TRANSFORM C&I | 8038 | 2050 | Import Biomassa (GFT & VGI) | Import brandstof | Biobased - Eenvoudig |  |  |  | 14 Koolstof | Import/export balans |  |  |  |  | 0.028 |  |  |  | 0 | 727935685.3836 | Biomassa (GFT & VGI) | 727935685.3836
TRANSFORM C&I | 8062 | 2050 | Import Biomassa (UCO buitenland) | Import brandstof | Biobased - Eenvoudig |  |  |  | 14 Koolstof | Import/export balans |  |  |  |  | 0.028 |  |  |  | 0 | 796564453.1533 | Biomassa (UCO buitenland) | 796564453.1533
TRANSFORM C&I | 8030 | 2050 | Import Biomassa (afval biogeen) | Import brandstof | Biobased - Eenvoudig |  |  |  | 14 Koolstof | Import/export balans |  |  |  |  | 0.028 |  |  |  | 0 | 0 | Biomassa (afval biogeen) | 0
TRANSFORM C&I | 8024 | 2050 | Import Biomassa (hout binnenland) | Import brandstof | Biobased - Eenvoudig |  |  |  | 14 Koolstof | Import/export balans |  |  |  |  | 0.028 |  |  |  | 0 | 316768496.9032 | Biomassa (hout binnenland) | 316768496.9032
TRANSFORM C&I | 8004 | 2050 | Import Biomassa (hout buitenland) | Import brandstof | Biobased - Eenvoudig |  |  |  | 14 Koolstof | Import/export balans |  |  |  |  | 0.028 |  |  |  | 0 | 7558887609.6012 | Biomassa (hout buitenland) | 7558887609.6012
TRANSFORM C&I | 8073 | 2050 | Import Biomassa (hout buitenland), expensive part | Import brandstof | Biobased - Eenvoudig |  |  |  | 14 Koolstof | Import/export balans |  |  |  |  | 0.028 |  |  |  | 0 | 230792228.7876 | Biomassa (hout buitenland), expensive part | 230792228.7876
TRANSFORM C&I | 8003 | 2050 | Import Biomassa (hout) | Import brandstof | Biobased - Eenvoudig |  |  |  | 14 Koolstof | Import/export balans |  |  |  |  | 0.028 |  |  |  | 0 | 1357.4318 | Biomassa (hout) | 1357.4318
TRANSFORM C&I | 8093 | 2050 | Import Biomassa (natte stromen) | Import brandstof | Biobased - Eenvoudig |  |  |  | 14 Koolstof | Import/export balans |  |  |  |  | 0.028 |  |  |  | 0 | 0 | Biomassa (natte stromen) | 0
TRANSFORM C&I | 8027 | 2050 | Import Biomassa (suikers) | Import brandstof | Biobased - Eenvoudig |  |  |  | 14 Koolstof | Import/export balans |  |  |  |  | 0.028 |  |  |  | 0 | 75.9416 | Biomassa (suikers) | 75.9416
TRANSFORM C&I | 8077 | 2050 | Import Biomassa (zetmeel) | Import brandstof | Biobased - Complex |  |  |  | 14 Koolstof | Import/export balans |  |  |  |  | 0.028 |  |  |  | 0 | 0 | Biomassa (zetmeel) | 0
TRANSFORM C&I | 8033 | 2050 | Import Biomethanol | Import brandstof | Biobased - Complex |  |  |  | 14 Koolstof | Import/export balans |  |  |  |  | 0.028 |  |  |  | 0 | 8413.2008 | Biomethanol | 8413.2008
TRANSFORM C&I | 8013 | 2050 | Import Bionaphta | Import brandstof | Biobased - Complex |  |  |  | 14 Koolstof | Import/export balans |  |  |  |  | 0.028 |  |  |  | 0 | 1025611060.9941 | Bionaphta | 1025611060.9941
TRANSFORM C&I | 8063 | 2050 | Import Cokes | Import brandstof | Fossiel - Complex |  |  |  | 14 Koolstof | Import/export balans |  |  |  |  | 0.028 |  |  |  | 0 | 9.3683 | Cokes | 9.3683
TRANSFORM C&I | 8071 | 2050 | Import Cokesovengas | Import brandstof | Fossiel - Eenvoudig |  |  |  | 14 Koolstof | Import/export balans |  |  |  |  | 0.028 |  |  |  | 0 | 0 | Cokesovengas | 0
TRANSFORM C&I | 8056 | 2050 | Import Diesel | Import brandstof | Fossiel - Complex |  |  |  | 14 Koolstof | Import/export balans |  |  |  |  | 0.028 |  |  |  | 0 | 0 | Diesel | 0
TRANSFORM C&I | 8050 | 2050 | Import E-inhoud mest | Import brandstof | Biobased - Eenvoudig |  |  |  | 14 Koolstof | Import/export balans |  |  |  |  | 0.028 |  |  |  | 0 | -407670120.8877 | E-inhoud mest | -407670120.8877
TRANSFORM C&I | 8001 | 2050 | Import Elektriciteit | Import brandstof | Elektriciteit |  |  |  | 11 Elektriciteit | Import/export balans |  |  |  |  | 0.028 |  |  |  | 0 | 522.9044 | Elektriciteit | 522.9044
TRANSFORM C&I | 8083 | 2050 | Import Export elektriciteit | Import brandstof | Elektriciteit |  |  |  | 11 Elektriciteit | Import/export balans |  |  |  |  | 0.028 |  |  |  | 0 | 0 | Export elektriciteit | 0
TRANSFORM C&I | 8076 | 2050 | Import Gas transport | Import brandstof | Fossiel - Eenvoudig |  |  |  | 14 Koolstof | Import/export balans |  |  |  |  | 0.028 |  |  |  | 0 | 0 | Gas transport | 0
TRANSFORM C&I | 8085 | 2050 | Import Gas winning | Import brandstof | Fossiel - Eenvoudig |  |  |  | 14 Koolstof | Import/export balans |  |  |  |  | 0.028 |  |  |  | 0 | 0 | Gas winning | 0
TRANSFORM C&I | 8058 | 2050 | Import HFO | Import brandstof | Fossiel - Complex |  |  |  | 14 Koolstof | Import/export balans |  |  |  |  | 0.028 |  |  |  | 0 | 0 | HFO | 0
TRANSFORM C&I | 8016 | 2050 | Import Heat100to200 | Import brandstof | Warmte |  |  |  | 12 Warmte | Import/export balans |  |  |  |  | 0.028 |  |  |  | 0 | 0 | Heat100to200 | 0
TRANSFORM C&I | 8040 | 2050 | Import Heat200to400 | Import brandstof | Warmte |  |  |  | 12 Warmte | Import/export balans |  |  |  |  | 0.028 |  |  |  | 0 | -2.4893e-14 | Heat200to400 | -2.4893e-14
TRANSFORM C&I | 8051 | 2050 | Import HeatDir200to400 | Import brandstof | Warmte |  |  |  | 12 Warmte | Import/export balans |  |  |  |  | 0.028 |  |  |  | 0 | 3.1116e-15 | HeatDir200to400 | 3.1116e-15
TRANSFORM C&I | 8048 | 2050 | Import HeatHT400 | Import brandstof | Warmte |  |  |  | 12 Warmte | Import/export balans |  |  |  |  | 0.028 |  |  |  | 0 | 0 | HeatHT400 | 0
TRANSFORM C&I | 8055 | 2050 | Import Hoogovengas | Import brandstof | Fossiel - Eenvoudig |  |  |  | 14 Koolstof | Import/export balans |  |  |  |  | 0.028 |  |  |  | 0 | 0 | Hoogovengas | 0
TRANSFORM C&I | 8095 | 2050 | Import Hydrogen export | Import brandstof | Waterstof |  |  |  | 13 Waterstof | Import/export balans |  |  |  |  | 0.028 |  |  |  | 0 | 0 | Hydrogen export | 0
TRANSFORM C&I | 8080 | 2050 | Import Hydrogen import | Import brandstof | Waterstof |  |  |  | 13 Waterstof | Import/export balans |  |  |  |  | 0.028 |  |  |  | 0 | 12735599347.8478 | Hydrogen import | 12735599347.8478
TRANSFORM C&I | 8037 | 2050 | Import Import elektriciteit | Import brandstof | Elektriciteit |  |  |  | 11 Elektriciteit | Import/export balans |  |  |  |  | 0.028 |  |  |  | 0 | 1111964108.4758 | Import elektriciteit | 1111964108.4758
TRANSFORM C&I | 8059 | 2050 | Import Kerosine | Import brandstof | Fossiel - Complex |  |  |  | 14 Koolstof | Import/export balans |  |  |  |  | 0.028 |  |  |  | 0 | 0 | Kerosine | 0
TRANSFORM C&I | 8049 | 2050 | Import Kolen | Import brandstof | Fossiel - Complex |  |  |  | 14 Koolstof | Import/export balans |  |  |  |  | 0.028 |  |  |  | 0 | 1093669.9485 | Kolen | 1093669.9485
TRANSFORM C&I | 8084 | 2050 | Import LNG for shipping | Import brandstof | Fossiel - Eenvoudig |  |  |  | 14 Koolstof | Import/export balans |  |  |  |  | 0.028 |  |  |  | 0 | 0 | LNG for shipping | 0
TRANSFORM C&I | 8057 | 2050 | Import LPG | Import brandstof | Fossiel - Complex |  |  |  | 14 Koolstof | Import/export balans |  |  |  |  | 0.028 |  |  |  | 0 | 0 | LPG | 0
TRANSFORM C&I | 8072 | 2050 | Import Methanol | Import brandstof | Fossiel - Complex |  |  |  | 14 Koolstof | Import/export balans |  |  |  |  | 0.028 |  |  |  | 0 | 734705.5126 | Methanol | 734705.5126
TRANSFORM C&I | 8065 | 2050 | Import Methanol for shipping | Import brandstof | Fossiel - Complex |  |  |  | 14 Koolstof | Import/export balans |  |  |  |  | 0.028 |  |  |  | 0 | 237373.8923 | Methanol for shipping | 237373.8923
TRANSFORM C&I | 8053 | 2050 | Import Naphta | Import brandstof | Fossiel - Complex |  |  |  | 14 Koolstof | Import/export balans |  |  |  |  | 0.028 |  |  |  | 0 | 6.392e-15 | Naphta | 6.392e-15
TRANSFORM C&I | 8054 | 2050 | Import Olie | Import brandstof | Fossiel - Complex |  |  |  | 14 Koolstof | Import/export balans |  |  |  |  | 0.028 |  |  |  | 0 | 5005683478.8516 | Olie | 5005683478.8516
TRANSFORM C&I | 8079 | 2050 | Import Oliegrondstoffen | Import brandstof | Fossiel - Complex |  |  |  | 14 Koolstof | Import/export balans |  |  |  |  | 0.028 |  |  |  | 0 | 0 | Oliegrondstoffen | 0
TRANSFORM C&I | 8045 | 2050 | Import Overige olieproducten | Import brandstof | Fossiel - Complex |  |  |  | 14 Koolstof | Import/export balans |  |  |  |  | 0.028 |  |  |  | 0 | 1283453536.0161 | Overige olieproducten | 1283453536.0161
TRANSFORM C&I | 8075 | 2050 | Import Plastic pyrolysis oil | Import brandstof | Fossiel - Complex |  |  |  | 14 Koolstof | Import/export balans |  |  |  |  | 0.028 |  |  |  | 0 | 8.0272 | Plastic pyrolysis oil | 8.0272
TRANSFORM C&I | 8052 | 2050 | Import Restgassen | Import brandstof | Fossiel - Complex |  |  |  | 14 Koolstof | Import/export balans |  |  |  |  | 0.028 |  |  |  | 0 | 382.2982 | Restgassen | 382.2982
TRANSFORM C&I | 8047 | 2050 | Import Synthetic LPG | Import brandstof | Synthetisch |  |  |  | 14 Koolstof | Import/export balans |  |  |  |  | 0.028 |  |  |  | 0 | 1904990.7587 | Synthetic LPG | 1904990.7587
TRANSFORM C&I | 8070 | 2050 | Import Synthetic benzine | Import brandstof | Synthetisch |  |  |  | 14 Koolstof | Import/export balans |  |  |  |  | 0.028 |  |  |  | 0 | 1905017.0806 | Synthetic benzine | 1905017.0806
TRANSFORM C&I | 8018 | 2050 | Import Synthetic diesel | Import brandstof | Synthetisch |  |  |  | 14 Koolstof | Import/export balans |  |  |  |  | 0.028 |  |  |  | 0 | 2984505.2112 | Synthetic diesel | 2984505.2112
TRANSFORM C&I | 8020 | 2050 | Import Synthetic kerosine | Import brandstof | Synthetisch |  |  |  | 14 Koolstof | Import/export balans |  |  |  |  | 0.028 |  |  |  | 0 | 2895557.4347 | Synthetic kerosine | 2895557.4347
TRANSFORM C&I | 8023 | 2050 | Import Synthetic methanol | Import brandstof | Synthetisch |  |  |  | 14 Koolstof | Import/export balans |  |  |  |  | 0.028 |  |  |  | 0 | 55.4676 | Synthetic methanol | 55.4676
TRANSFORM C&I | 8029 | 2050 | Import Synthetic methanol for shipping | Import brandstof | Synthetisch |  |  |  | 14 Koolstof | Import/export balans |  |  |  |  | 0.028 |  |  |  | 0 | 2514659.7267 | Synthetic methanol for shipping | 2514659.7267
TRANSFORM C&I | 8019 | 2050 | Import Synthetic naphtha | Import brandstof | Synthetisch |  |  |  | 14 Koolstof | Import/export balans |  |  |  |  | 0.028 |  |  |  | 0 | 1273475024.3234 | Synthetic naphtha | 1273475024.3234
TRANSFORM C&I | 8005 | 2050 | Import Warmte | Import brandstof | Warmte |  |  |  | 12 Warmte | Import/export balans |  |  |  |  | 0.028 |  |  |  | 0 | 0 | Warmte | 0
TRANSFORM C&I | 8006 | 2050 | Import Waterstof | Import brandstof | Waterstof |  |  |  | 13 Waterstof | Import/export balans |  |  |  |  | 0.028 |  |  |  | 0 | -5.1846e-13 | Waterstof | -5.1846e-13
TRANSFORM MC | 8007 | 2030 | Import Aardgas | Import brandstof | Fossiel - Eenvoudig |  |  |  | 14 Koolstof | Import/export balans |  |  |  |  | 0.028 |  |  |  | 0 | 3928735849.035 | Aardgas | 3928735849.035
TRANSFORM MC | 8031 | 2030 | Import Aardgas feedstock | Import brandstof | Fossiel - Eenvoudig |  |  |  | 14 Koolstof | Import/export balans |  |  |  |  | 0.028 |  |  |  | 0 | 19.3453 | Aardgas feedstock | 19.3453
TRANSFORM MC | 8028 | 2030 | Import Ammonia | Import brandstof | Waterstof |  |  |  | 13 Waterstof | Import/export balans |  |  |  |  | 0.028 |  |  |  | 0 | 119033554.6051 | Ammonia | 119033554.6051
TRANSFORM MC | 8081 | 2030 | Import Ammonia export | Import brandstof | Waterstof |  |  |  | 13 Waterstof | Import/export balans |  |  |  |  | 0.028 |  |  |  | 0 | 0 | Ammonia export | 0
TRANSFORM MC | 8087 | 2030 | Import Ammonia import | Import brandstof | Waterstof |  |  |  | 13 Waterstof | Import/export balans |  |  |  |  | 0.028 |  |  |  | 0 | 0 | Ammonia import | 0
TRANSFORM MC | 8089 | 2030 | Import Aromatics | Import brandstof | Fossiel - Complex |  |  |  | 14 Koolstof | Import/export balans |  |  |  |  | 0.028 |  |  |  | 0 | 404002892.0055 | Aromatics | 404002892.0055
TRANSFORM MC | 8060 | 2030 | Import Benzine | Import brandstof | Fossiel - Complex |  |  |  | 14 Koolstof | Import/export balans |  |  |  |  | 0.028 |  |  |  | 0 | 929479495.0205 | Benzine | 929479495.0205
TRANSFORM MC | 8078 | 2030 | Import Bio-DME | Import brandstof | Biobased - Complex |  |  |  | 14 Koolstof | Import/export balans |  |  |  |  | 0.028 |  |  |  | 0 | 300204272.604 | Bio-DME | 300204272.604
TRANSFORM MC | 8042 | 2030 | Import Bio-LNG for shipping | Import brandstof | Biobased - Eenvoudig |  |  |  | 14 Koolstof | Import/export balans |  |  |  |  | 0.028 |  |  |  | 0 | 2999452.3681 | Bio-LNG for shipping | 2999452.3681
TRANSFORM MC | 8044 | 2030 | Import Bio-LPG | Import brandstof | Biobased - Complex |  |  |  | 14 Koolstof | Import/export balans |  |  |  |  | 0.028 |  |  |  | 0 | 14192612.5826 | Bio-LPG | 14192612.5826
TRANSFORM MC | 8035 | 2030 | Import Bio-Methanol for shipping | Import brandstof | Biobased - Complex |  |  |  | 14 Koolstof | Import/export balans |  |  |  |  | 0.028 |  |  |  | 0 | 1138.7093 | Bio-Methanol for shipping | 1138.7093
TRANSFORM MC | 8090 | 2030 | Import Bio-aromatics | Import brandstof | Biobased - Complex |  |  |  | 14 Koolstof | Import/export balans |  |  |  |  | 0.028 |  |  |  | 0 | 198.503 | Bio-aromatics | 198.503
TRANSFORM MC | 8066 | 2030 | Import Bio-ethanol | Import brandstof | Biobased - Complex |  |  |  | 14 Koolstof | Import/export balans |  |  |  |  | 0.028 |  |  |  | 0 | 164793486.4765 | Bio-ethanol | 164793486.4765
TRANSFORM MC | 8067 | 2030 | Import BioHFO | Import brandstof | Biobased - Complex |  |  |  | 14 Koolstof | Import/export balans |  |  |  |  | 0.028 |  |  |  | 0 | 3011368.6444 | BioHFO | 3011368.6444
TRANSFORM MC | 8034 | 2030 | Import Biobenzine | Import brandstof | Biobased - Complex |  |  |  | 14 Koolstof | Import/export balans |  |  |  |  | 0.028 |  |  |  | 0 | 178407295.3415 | Biobenzine | 178407295.3415
TRANSFORM MC | 8015 | 2030 | Import Biodiesel | Import brandstof | Biobased - Complex |  |  |  | 14 Koolstof | Import/export balans |  |  |  |  | 0.028 |  |  |  | 0 | 742003080.6476 | Biodiesel | 742003080.6476
TRANSFORM MC | 8010 | 2030 | Import Biokerosine | Import brandstof | Biobased - Complex |  |  |  | 14 Koolstof | Import/export balans |  |  |  |  | 0.028 |  |  |  | 0 | 172719455.5399 | Biokerosine | 172719455.5399
TRANSFORM MC | 8091 | 2030 | Import Biomass Local Wood chips | Import brandstof | Biobased - Complex |  |  |  | 14 Koolstof | Import/export balans |  |  |  |  | 0.028 |  |  |  | 0 | 0 | Biomass Local Wood chips | 0
TRANSFORM MC | 8064 | 2030 | Import Biomass Pyrolysis Oil | Import brandstof | Biobased - Complex |  |  |  | 14 Koolstof | Import/export balans |  |  |  |  | 0.028 |  |  |  | 0 | 684998.4258 | Biomass Pyrolysis Oil | 684998.4258
TRANSFORM MC | 8092 | 2030 | Import Biomass Straw | Import brandstof | Biobased - Complex |  |  |  | 14 Koolstof | Import/export balans |  |  |  |  | 0.028 |  |  |  | 0 | 0 | Biomass Straw | 0
TRANSFORM MC | 8039 | 2030 | Import Biomassa (AWZ, RWZ en STRT) | Import brandstof | Biobased - Eenvoudig |  |  |  | 14 Koolstof | Import/export balans |  |  |  |  | 0.028 |  |  |  | 0 | 27637769.751 | Biomassa (AWZ, RWZ en STRT) | 27637769.751
TRANSFORM MC | 8038 | 2030 | Import Biomassa (GFT & VGI) | Import brandstof | Biobased - Eenvoudig |  |  |  | 14 Koolstof | Import/export balans |  |  |  |  | 0.028 |  |  |  | 0 | 104562933.1202 | Biomassa (GFT & VGI) | 104562933.1202
TRANSFORM MC | 8062 | 2030 | Import Biomassa (UCO buitenland) | Import brandstof | Biobased - Eenvoudig |  |  |  | 14 Koolstof | Import/export balans |  |  |  |  | 0.028 |  |  |  | 0 | 602151586.1168 | Biomassa (UCO buitenland) | 602151586.1168
TRANSFORM MC | 8030 | 2030 | Import Biomassa (afval biogeen) | Import brandstof | Biobased - Eenvoudig |  |  |  | 14 Koolstof | Import/export balans |  |  |  |  | 0.028 |  |  |  | 0 | 0 | Biomassa (afval biogeen) | 0
TRANSFORM MC | 8024 | 2030 | Import Biomassa (hout binnenland) | Import brandstof | Biobased - Eenvoudig |  |  |  | 14 Koolstof | Import/export balans |  |  |  |  | 0.028 |  |  |  | 0 | 231121239.2039 | Biomassa (hout binnenland) | 231121239.2039
TRANSFORM MC | 8004 | 2030 | Import Biomassa (hout buitenland) | Import brandstof | Biobased - Eenvoudig |  |  |  | 14 Koolstof | Import/export balans |  |  |  |  | 0.028 |  |  |  | 0 | 617220034.29 | Biomassa (hout buitenland) | 617220034.29
TRANSFORM MC | 8073 | 2030 | Import Biomassa (hout buitenland), expensive part | Import brandstof | Biobased - Eenvoudig |  |  |  | 14 Koolstof | Import/export balans |  |  |  |  | 0.028 |  |  |  | 0 | 710.5936 | Biomassa (hout buitenland), expensive part | 710.5936
TRANSFORM MC | 8003 | 2030 | Import Biomassa (hout) | Import brandstof | Biobased - Eenvoudig |  |  |  | 14 Koolstof | Import/export balans |  |  |  |  | 0.028 |  |  |  | 0 | 2304.6526 | Biomassa (hout) | 2304.6526
TRANSFORM MC | 8093 | 2030 | Import Biomassa (natte stromen) | Import brandstof | Biobased - Eenvoudig |  |  |  | 14 Koolstof | Import/export balans |  |  |  |  | 0.028 |  |  |  | 0 | 0 | Biomassa (natte stromen) | 0
TRANSFORM MC | 8027 | 2030 | Import Biomassa (suikers) | Import brandstof | Biobased - Eenvoudig |  |  |  | 14 Koolstof | Import/export balans |  |  |  |  | 0.028 |  |  |  | 0 | 111.6465 | Biomassa (suikers) | 111.6465
TRANSFORM MC | 8077 | 2030 | Import Biomassa (zetmeel) | Import brandstof | Biobased - Complex |  |  |  | 14 Koolstof | Import/export balans |  |  |  |  | 0.028 |  |  |  | 0 | 0 | Biomassa (zetmeel) | 0
TRANSFORM MC | 8033 | 2030 | Import Biomethanol | Import brandstof | Biobased - Complex |  |  |  | 14 Koolstof | Import/export balans |  |  |  |  | 0.028 |  |  |  | 0 | 3011351.7884 | Biomethanol | 3011351.7884
TRANSFORM MC | 8013 | 2030 | Import Bionaphta | Import brandstof | Biobased - Complex |  |  |  | 14 Koolstof | Import/export balans |  |  |  |  | 0.028 |  |  |  | 0 | 1892233.9007 | Bionaphta | 1892233.9007
TRANSFORM MC | 8063 | 2030 | Import Cokes | Import brandstof | Fossiel - Complex |  |  |  | 14 Koolstof | Import/export balans |  |  |  |  | 0.028 |  |  |  | 0 | 1739295.4043 | Cokes | 1739295.4043
TRANSFORM MC | 8071 | 2030 | Import Cokesovengas | Import brandstof | Fossiel - Eenvoudig |  |  |  | 14 Koolstof | Import/export balans |  |  |  |  | 0.028 |  |  |  | 0 | 20.4761 | Cokesovengas | 20.4761
TRANSFORM MC | 8056 | 2030 | Import Diesel | Import brandstof | Fossiel - Complex |  |  |  | 14 Koolstof | Import/export balans |  |  |  |  | 0.028 |  |  |  | 0 | -1.0216e-07 | Diesel | -1.0216e-07
TRANSFORM MC | 8050 | 2030 | Import E-inhoud mest | Import brandstof | Biobased - Eenvoudig |  |  |  | 14 Koolstof | Import/export balans |  |  |  |  | 0.028 |  |  |  | 0 | -87172883.1708 | E-inhoud mest | -87172883.1708
TRANSFORM MC | 8001 | 2030 | Import Elektriciteit | Import brandstof | Elektriciteit |  |  |  | 11 Elektriciteit | Import/export balans |  |  |  |  | 0.028 |  |  |  | 0 | 0 | Elektriciteit | 0
TRANSFORM MC | 8083 | 2030 | Import Export elektriciteit | Import brandstof | Elektriciteit |  |  |  | 11 Elektriciteit | Import/export balans |  |  |  |  | 0.028 |  |  |  | 0 | 0 | Export elektriciteit | 0
TRANSFORM MC | 8076 | 2030 | Import Gas transport | Import brandstof | Fossiel - Eenvoudig |  |  |  | 14 Koolstof | Import/export balans |  |  |  |  | 0.028 |  |  |  | 0 | 0 | Gas transport | 0
TRANSFORM MC | 8085 | 2030 | Import Gas winning | Import brandstof | Fossiel - Eenvoudig |  |  |  | 14 Koolstof | Import/export balans |  |  |  |  | 0.028 |  |  |  | 0 | 0 | Gas winning | 0
TRANSFORM MC | 8058 | 2030 | Import HFO | Import brandstof | Fossiel - Complex |  |  |  | 14 Koolstof | Import/export balans |  |  |  |  | 0.028 |  |  |  | 0 | 4370291497.4468 | HFO | 4370291497.4468
TRANSFORM MC | 8016 | 2030 | Import Heat100to200 | Import brandstof | Warmte |  |  |  | 12 Warmte | Import/export balans |  |  |  |  | 0.028 |  |  |  | 0 | 0 | Heat100to200 | 0
TRANSFORM MC | 8040 | 2030 | Import Heat200to400 | Import brandstof | Warmte |  |  |  | 12 Warmte | Import/export balans |  |  |  |  | 0.028 |  |  |  | 0 | 0 | Heat200to400 | 0
TRANSFORM MC | 8051 | 2030 | Import HeatDir200to400 | Import brandstof | Warmte |  |  |  | 12 Warmte | Import/export balans |  |  |  |  | 0.028 |  |  |  | 0 | -1.5116e-15 | HeatDir200to400 | -1.5116e-15
TRANSFORM MC | 8048 | 2030 | Import HeatHT400 | Import brandstof | Warmte |  |  |  | 12 Warmte | Import/export balans |  |  |  |  | 0.028 |  |  |  | 0 | 0 | HeatHT400 | 0
TRANSFORM MC | 8055 | 2030 | Import Hoogovengas | Import brandstof | Fossiel - Eenvoudig |  |  |  | 14 Koolstof | Import/export balans |  |  |  |  | 0.028 |  |  |  | 0 | 20.4581 | Hoogovengas | 20.4581
TRANSFORM MC | 8095 | 2030 | Import Hydrogen export | Import brandstof | Waterstof |  |  |  | 13 Waterstof | Import/export balans |  |  |  |  | 0.028 |  |  |  | 0 | 0 | Hydrogen export | 0
TRANSFORM MC | 8080 | 2030 | Import Hydrogen import | Import brandstof | Waterstof |  |  |  | 13 Waterstof | Import/export balans |  |  |  |  | 0.028 |  |  |  | 0 | 11350.184 | Hydrogen import | 11350.184
TRANSFORM MC | 8037 | 2030 | Import Import elektriciteit | Import brandstof | Elektriciteit |  |  |  | 11 Elektriciteit | Import/export balans |  |  |  |  | 0.028 |  |  |  | 0 | 7315025934.4542 | Import elektriciteit | 7315025934.4542
TRANSFORM MC | 8059 | 2030 | Import Kerosine | Import brandstof | Fossiel - Complex |  |  |  | 14 Koolstof | Import/export balans |  |  |  |  | 0.028 |  |  |  | 0 | 450094949.9848 | Kerosine | 450094949.9848
TRANSFORM MC | 8049 | 2030 | Import Kolen | Import brandstof | Fossiel - Complex |  |  |  | 14 Koolstof | Import/export balans |  |  |  |  | 0.028 |  |  |  | 0 | 71610302.8724 | Kolen | 71610302.8724
TRANSFORM MC | 8084 | 2030 | Import LNG for shipping | Import brandstof | Fossiel - Eenvoudig |  |  |  | 14 Koolstof | Import/export balans |  |  |  |  | 0.028 |  |  |  | 0 | 255907972.1557 | LNG for shipping | 255907972.1557
TRANSFORM MC | 8057 | 2030 | Import LPG | Import brandstof | Fossiel - Complex |  |  |  | 14 Koolstof | Import/export balans |  |  |  |  | 0.028 |  |  |  | 0 | 0 | LPG | 0
TRANSFORM MC | 8072 | 2030 | Import Methanol | Import brandstof | Fossiel - Complex |  |  |  | 14 Koolstof | Import/export balans |  |  |  |  | 0.028 |  |  |  | 0 | 713888.5648 | Methanol | 713888.5648
TRANSFORM MC | 8065 | 2030 | Import Methanol for shipping | Import brandstof | Fossiel - Complex |  |  |  | 14 Koolstof | Import/export balans |  |  |  |  | 0.028 |  |  |  | 0 | 713841.6296 | Methanol for shipping | 713841.6296
TRANSFORM MC | 8053 | 2030 | Import Naphta | Import brandstof | Fossiel - Complex |  |  |  | 14 Koolstof | Import/export balans |  |  |  |  | 0.028 |  |  |  | 0 | 440917675.7522 | Naphta | 440917675.7522
TRANSFORM MC | 8054 | 2030 | Import Olie | Import brandstof | Fossiel - Complex |  |  |  | 14 Koolstof | Import/export balans |  |  |  |  | 0.028 |  |  |  | 0 | 10302913207.8195 | Olie | 10302913207.8195
TRANSFORM MC | 8079 | 2030 | Import Oliegrondstoffen | Import brandstof | Fossiel - Complex |  |  |  | 14 Koolstof | Import/export balans |  |  |  |  | 0.028 |  |  |  | 0 | 0 | Oliegrondstoffen | 0
TRANSFORM MC | 8045 | 2030 | Import Overige olieproducten | Import brandstof | Fossiel - Complex |  |  |  | 14 Koolstof | Import/export balans |  |  |  |  | 0.028 |  |  |  | 0 | 509541422.5565 | Overige olieproducten | 509541422.5565
TRANSFORM MC | 8075 | 2030 | Import Plastic pyrolysis oil | Import brandstof | Fossiel - Complex |  |  |  | 14 Koolstof | Import/export balans |  |  |  |  | 0.028 |  |  |  | 0 | 2146317.1 | Plastic pyrolysis oil | 2146317.1
TRANSFORM MC | 8052 | 2030 | Import Restgassen | Import brandstof | Fossiel - Complex |  |  |  | 14 Koolstof | Import/export balans |  |  |  |  | 0.028 |  |  |  | 0 | 390.1379 | Restgassen | 390.1379
TRANSFORM MC | 8047 | 2030 | Import Synthetic LPG | Import brandstof | Synthetisch |  |  |  | 14 Koolstof | Import/export balans |  |  |  |  | 0.028 |  |  |  | 0 | 11084681.96 | Synthetic LPG | 11084681.96
TRANSFORM MC | 8070 | 2030 | Import Synthetic benzine | Import brandstof | Synthetisch |  |  |  | 14 Koolstof | Import/export balans |  |  |  |  | 0.028 |  |  |  | 0 | 57059565.8888 | Synthetic benzine | 57059565.8888
TRANSFORM MC | 8018 | 2030 | Import Synthetic diesel | Import brandstof | Synthetisch |  |  |  | 14 Koolstof | Import/export balans |  |  |  |  | 0.028 |  |  |  | 0 | 67982104.2451 | Synthetic diesel | 67982104.2451
TRANSFORM MC | 8020 | 2030 | Import Synthetic kerosine | Import brandstof | Synthetisch |  |  |  | 14 Koolstof | Import/export balans |  |  |  |  | 0.028 |  |  |  | 0 | 29535058.363 | Synthetic kerosine | 29535058.363
TRANSFORM MC | 8023 | 2030 | Import Synthetic methanol | Import brandstof | Synthetisch |  |  |  | 14 Koolstof | Import/export balans |  |  |  |  | 0.028 |  |  |  | 0 | 2387856.8039 | Synthetic methanol | 2387856.8039
TRANSFORM MC | 8029 | 2030 | Import Synthetic methanol for shipping | Import brandstof | Synthetisch |  |  |  | 14 Koolstof | Import/export balans |  |  |  |  | 0.028 |  |  |  | 0 | 199908951.5754 | Synthetic methanol for shipping | 199908951.5754
TRANSFORM MC | 8019 | 2030 | Import Synthetic naphtha | Import brandstof | Synthetisch |  |  |  | 14 Koolstof | Import/export balans |  |  |  |  | 0.028 |  |  |  | 0 | 1892282.9502 | Synthetic naphtha | 1892282.9502
TRANSFORM MC | 8005 | 2030 | Import Warmte | Import brandstof | Warmte |  |  |  | 12 Warmte | Import/export balans |  |  |  |  | 0.028 |  |  |  | 0 | 0 | Warmte | 0
TRANSFORM MC | 8006 | 2030 | Import Waterstof | Import brandstof | Waterstof |  |  |  | 13 Waterstof | Import/export balans |  |  |  |  | 0.028 |  |  |  | 0 | 0 | Waterstof | 0
TRANSFORM MC | 8007 | 2035 | Import Aardgas | Import brandstof | Fossiel - Eenvoudig |  |  |  | 14 Koolstof | Import/export balans |  |  |  |  | 0.028 |  |  |  | 0 | 2853625611.4769 | Aardgas | 2853625611.4769
TRANSFORM MC | 8031 | 2035 | Import Aardgas feedstock | Import brandstof | Fossiel - Eenvoudig |  |  |  | 14 Koolstof | Import/export balans |  |  |  |  | 0.028 |  |  |  | 0 | 13.3027 | Aardgas feedstock | 13.3027
TRANSFORM MC | 8028 | 2035 | Import Ammonia | Import brandstof | Waterstof |  |  |  | 13 Waterstof | Import/export balans |  |  |  |  | 0.028 |  |  |  | 0 | 107203482.4419 | Ammonia | 107203482.4419
TRANSFORM MC | 8081 | 2035 | Import Ammonia export | Import brandstof | Waterstof |  |  |  | 13 Waterstof | Import/export balans |  |  |  |  | 0.028 |  |  |  | 0 | 0 | Ammonia export | 0
TRANSFORM MC | 8087 | 2035 | Import Ammonia import | Import brandstof | Waterstof |  |  |  | 13 Waterstof | Import/export balans |  |  |  |  | 0.028 |  |  |  | 0 | 0 | Ammonia import | 0
TRANSFORM MC | 8089 | 2035 | Import Aromatics | Import brandstof | Fossiel - Complex |  |  |  | 14 Koolstof | Import/export balans |  |  |  |  | 0.028 |  |  |  | 0 | 509161171.7974 | Aromatics | 509161171.7974
TRANSFORM MC | 8060 | 2035 | Import Benzine | Import brandstof | Fossiel - Complex |  |  |  | 14 Koolstof | Import/export balans |  |  |  |  | 0.028 |  |  |  | 0 | 797734556.7073 | Benzine | 797734556.7073
TRANSFORM MC | 8078 | 2035 | Import Bio-DME | Import brandstof | Biobased - Complex |  |  |  | 14 Koolstof | Import/export balans |  |  |  |  | 0.028 |  |  |  | 0 | 96643339.0117 | Bio-DME | 96643339.0117
TRANSFORM MC | 8042 | 2035 | Import Bio-LNG for shipping | Import brandstof | Biobased - Eenvoudig |  |  |  | 14 Koolstof | Import/export balans |  |  |  |  | 0.028 |  |  |  | 0 | 4449384.0672 | Bio-LNG for shipping | 4449384.0672
TRANSFORM MC | 8044 | 2035 | Import Bio-LPG | Import brandstof | Biobased - Complex |  |  |  | 14 Koolstof | Import/export balans |  |  |  |  | 0.028 |  |  |  | 0 | 5.0425e-16 | Bio-LPG | 5.0425e-16
TRANSFORM MC | 8035 | 2035 | Import Bio-Methanol for shipping | Import brandstof | Biobased - Complex |  |  |  | 14 Koolstof | Import/export balans |  |  |  |  | 0.028 |  |  |  | 0 | 0 | Bio-Methanol for shipping | 0
TRANSFORM MC | 8090 | 2035 | Import Bio-aromatics | Import brandstof | Biobased - Complex |  |  |  | 14 Koolstof | Import/export balans |  |  |  |  | 0.028 |  |  |  | 0 | 211.0741 | Bio-aromatics | 211.0741
TRANSFORM MC | 8066 | 2035 | Import Bio-ethanol | Import brandstof | Biobased - Complex |  |  |  | 14 Koolstof | Import/export balans |  |  |  |  | 0.028 |  |  |  | 0 | 97784539.6576 | Bio-ethanol | 97784539.6576
TRANSFORM MC | 8067 | 2035 | Import BioHFO | Import brandstof | Biobased - Complex |  |  |  | 14 Koolstof | Import/export balans |  |  |  |  | 0.028 |  |  |  | 0 | 4461516.0589 | BioHFO | 4461516.0589
TRANSFORM MC | 8034 | 2035 | Import Biobenzine | Import brandstof | Biobased - Complex |  |  |  | 14 Koolstof | Import/export balans |  |  |  |  | 0.028 |  |  |  | 0 | 151906578.4943 | Biobenzine | 151906578.4943
TRANSFORM MC | 8015 | 2035 | Import Biodiesel | Import brandstof | Biobased - Complex |  |  |  | 14 Koolstof | Import/export balans |  |  |  |  | 0.028 |  |  |  | 0 | 973785948.1117 | Biodiesel | 973785948.1117
TRANSFORM MC | 8010 | 2035 | Import Biokerosine | Import brandstof | Biobased - Complex |  |  |  | 14 Koolstof | Import/export balans |  |  |  |  | 0.028 |  |  |  | 0 | 1001684385.6358 | Biokerosine | 1001684385.6358
TRANSFORM MC | 8091 | 2035 | Import Biomass Local Wood chips | Import brandstof | Biobased - Complex |  |  |  | 14 Koolstof | Import/export balans |  |  |  |  | 0.028 |  |  |  | 0 | 0 | Biomass Local Wood chips | 0
TRANSFORM MC | 8064 | 2035 | Import Biomass Pyrolysis Oil | Import brandstof | Biobased - Complex |  |  |  | 14 Koolstof | Import/export balans |  |  |  |  | 0.028 |  |  |  | 0 | 398360.9598 | Biomass Pyrolysis Oil | 398360.9598
TRANSFORM MC | 8092 | 2035 | Import Biomass Straw | Import brandstof | Biobased - Complex |  |  |  | 14 Koolstof | Import/export balans |  |  |  |  | 0.028 |  |  |  | 0 | 0 | Biomass Straw | 0
TRANSFORM MC | 8039 | 2035 | Import Biomassa (AWZ, RWZ en STRT) | Import brandstof | Biobased - Eenvoudig |  |  |  | 14 Koolstof | Import/export balans |  |  |  |  | 0.028 |  |  |  | 0 | 88582565.0109 | Biomassa (AWZ, RWZ en STRT) | 88582565.0109
TRANSFORM MC | 8038 | 2035 | Import Biomassa (GFT & VGI) | Import brandstof | Biobased - Eenvoudig |  |  |  | 14 Koolstof | Import/export balans |  |  |  |  | 0.028 |  |  |  | 0 | 463951175.6229 | Biomassa (GFT & VGI) | 463951175.6229
TRANSFORM MC | 8062 | 2035 | Import Biomassa (UCO buitenland) | Import brandstof | Biobased - Eenvoudig |  |  |  | 14 Koolstof | Import/export balans |  |  |  |  | 0.028 |  |  |  | 0 | 650754759.2829 | Biomassa (UCO buitenland) | 650754759.2829
TRANSFORM MC | 8030 | 2035 | Import Biomassa (afval biogeen) | Import brandstof | Biobased - Eenvoudig |  |  |  | 14 Koolstof | Import/export balans |  |  |  |  | 0.028 |  |  |  | 0 | 0 | Biomassa (afval biogeen) | 0
TRANSFORM MC | 8024 | 2035 | Import Biomassa (hout binnenland) | Import brandstof | Biobased - Eenvoudig |  |  |  | 14 Koolstof | Import/export balans |  |  |  |  | 0.028 |  |  |  | 0 | 252533023.5324 | Biomassa (hout binnenland) | 252533023.5324
TRANSFORM MC | 8004 | 2035 | Import Biomassa (hout buitenland) | Import brandstof | Biobased - Eenvoudig |  |  |  | 14 Koolstof | Import/export balans |  |  |  |  | 0.028 |  |  |  | 0 | 1384446271.1832 | Biomassa (hout buitenland) | 1384446271.1832
TRANSFORM MC | 8073 | 2035 | Import Biomassa (hout buitenland), expensive part | Import brandstof | Biobased - Eenvoudig |  |  |  | 14 Koolstof | Import/export balans |  |  |  |  | 0.028 |  |  |  | 0 | 305.2115 | Biomassa (hout buitenland), expensive part | 305.2115
TRANSFORM MC | 8003 | 2035 | Import Biomassa (hout) | Import brandstof | Biobased - Eenvoudig |  |  |  | 14 Koolstof | Import/export balans |  |  |  |  | 0.028 |  |  |  | 0 | 1758.108 | Biomassa (hout) | 1758.108
TRANSFORM MC | 8093 | 2035 | Import Biomassa (natte stromen) | Import brandstof | Biobased - Eenvoudig |  |  |  | 14 Koolstof | Import/export balans |  |  |  |  | 0.028 |  |  |  | 0 | 0 | Biomassa (natte stromen) | 0
TRANSFORM MC | 8027 | 2035 | Import Biomassa (suikers) | Import brandstof | Biobased - Eenvoudig |  |  |  | 14 Koolstof | Import/export balans |  |  |  |  | 0.028 |  |  |  | 0 | 55.1047 | Biomassa (suikers) | 55.1047
TRANSFORM MC | 8077 | 2035 | Import Biomassa (zetmeel) | Import brandstof | Biobased - Complex |  |  |  | 14 Koolstof | Import/export balans |  |  |  |  | 0.028 |  |  |  | 0 | 0 | Biomassa (zetmeel) | 0
TRANSFORM MC | 8033 | 2035 | Import Biomethanol | Import brandstof | Biobased - Complex |  |  |  | 14 Koolstof | Import/export balans |  |  |  |  | 0.028 |  |  |  | 0 | 4461490.1137 | Biomethanol | 4461490.1137
TRANSFORM MC | 8013 | 2035 | Import Bionaphta | Import brandstof | Biobased - Complex |  |  |  | 14 Koolstof | Import/export balans |  |  |  |  | 0.028 |  |  |  | 0 | 1892255.2678 | Bionaphta | 1892255.2678
TRANSFORM MC | 8063 | 2035 | Import Cokes | Import brandstof | Fossiel - Complex |  |  |  | 14 Koolstof | Import/export balans |  |  |  |  | 0.028 |  |  |  | 0 | 1528794.9458 | Cokes | 1528794.9458
TRANSFORM MC | 8071 | 2035 | Import Cokesovengas | Import brandstof | Fossiel - Eenvoudig |  |  |  | 14 Koolstof | Import/export balans |  |  |  |  | 0.028 |  |  |  | 0 | 14.3868 | Cokesovengas | 14.3868
TRANSFORM MC | 8056 | 2035 | Import Diesel | Import brandstof | Fossiel - Complex |  |  |  | 14 Koolstof | Import/export balans |  |  |  |  | 0.028 |  |  |  | 0 | 292450005.5117 | Diesel | 292450005.5117
TRANSFORM MC | 8050 | 2035 | Import E-inhoud mest | Import brandstof | Biobased - Eenvoudig |  |  |  | 14 Koolstof | Import/export balans |  |  |  |  | 0.028 |  |  |  | 0 | -476250009.4952 | E-inhoud mest | -476250009.4952
TRANSFORM MC | 8001 | 2035 | Import Elektriciteit | Import brandstof | Elektriciteit |  |  |  | 11 Elektriciteit | Import/export balans |  |  |  |  | 0.028 |  |  |  | 0 | 377.044 | Elektriciteit | 377.044
TRANSFORM MC | 8083 | 2035 | Import Export elektriciteit | Import brandstof | Elektriciteit |  |  |  | 11 Elektriciteit | Import/export balans |  |  |  |  | 0.028 |  |  |  | 0 | 0 | Export elektriciteit | 0
TRANSFORM MC | 8076 | 2035 | Import Gas transport | Import brandstof | Fossiel - Eenvoudig |  |  |  | 14 Koolstof | Import/export balans |  |  |  |  | 0.028 |  |  |  | 0 | 0 | Gas transport | 0
TRANSFORM MC | 8085 | 2035 | Import Gas winning | Import brandstof | Fossiel - Eenvoudig |  |  |  | 14 Koolstof | Import/export balans |  |  |  |  | 0.028 |  |  |  | 0 | 0 | Gas winning | 0
TRANSFORM MC | 8058 | 2035 | Import HFO | Import brandstof | Fossiel - Complex |  |  |  | 14 Koolstof | Import/export balans |  |  |  |  | 0.028 |  |  |  | 0 | 1926934304.0874 | HFO | 1926934304.0874
TRANSFORM MC | 8016 | 2035 | Import Heat100to200 | Import brandstof | Warmte |  |  |  | 12 Warmte | Import/export balans |  |  |  |  | 0.028 |  |  |  | 0 | 2.4363e-14 | Heat100to200 | 2.4363e-14
TRANSFORM MC | 8040 | 2035 | Import Heat200to400 | Import brandstof | Warmte |  |  |  | 12 Warmte | Import/export balans |  |  |  |  | 0.028 |  |  |  | 0 | 4.8726e-14 | Heat200to400 | 4.8726e-14
TRANSFORM MC | 8051 | 2035 | Import HeatDir200to400 | Import brandstof | Warmte |  |  |  | 12 Warmte | Import/export balans |  |  |  |  | 0.028 |  |  |  | 0 | 0 | HeatDir200to400 | 0
TRANSFORM MC | 8048 | 2035 | Import HeatHT400 | Import brandstof | Warmte |  |  |  | 12 Warmte | Import/export balans |  |  |  |  | 0.028 |  |  |  | 0 | -1.5966e-09 | HeatHT400 | -1.5966e-09
TRANSFORM MC | 8055 | 2035 | Import Hoogovengas | Import brandstof | Fossiel - Eenvoudig |  |  |  | 14 Koolstof | Import/export balans |  |  |  |  | 0.028 |  |  |  | 0 | 14.3878 | Hoogovengas | 14.3878
TRANSFORM MC | 8095 | 2035 | Import Hydrogen export | Import brandstof | Waterstof |  |  |  | 13 Waterstof | Import/export balans |  |  |  |  | 0.028 |  |  |  | 0 | 0 | Hydrogen export | 0
TRANSFORM MC | 8080 | 2035 | Import Hydrogen import | Import brandstof | Waterstof |  |  |  | 13 Waterstof | Import/export balans |  |  |  |  | 0.028 |  |  |  | 0 | 63530.9141 | Hydrogen import | 63530.9141
TRANSFORM MC | 8037 | 2035 | Import Import elektriciteit | Import brandstof | Elektriciteit |  |  |  | 11 Elektriciteit | Import/export balans |  |  |  |  | 0.028 |  |  |  | 0 | 1757177424.4479 | Import elektriciteit | 1757177424.4479
TRANSFORM MC | 8059 | 2035 | Import Kerosine | Import brandstof | Fossiel - Complex |  |  |  | 14 Koolstof | Import/export balans |  |  |  |  | 0.028 |  |  |  | 0 | 228068584.7103 | Kerosine | 228068584.7103
TRANSFORM MC | 8049 | 2035 | Import Kolen | Import brandstof | Fossiel - Complex |  |  |  | 14 Koolstof | Import/export balans |  |  |  |  | 0.028 |  |  |  | 0 | 69617846.7913 | Kolen | 69617846.7913
TRANSFORM MC | 8084 | 2035 | Import LNG for shipping | Import brandstof | Fossiel - Eenvoudig |  |  |  | 14 Koolstof | Import/export balans |  |  |  |  | 0.028 |  |  |  | 0 | 605267186.2729 | LNG for shipping | 605267186.2729
TRANSFORM MC | 8057 | 2035 | Import LPG | Import brandstof | Fossiel - Complex |  |  |  | 14 Koolstof | Import/export balans |  |  |  |  | 0.028 |  |  |  | 0 | -4.5642e-08 | LPG | -4.5642e-08
TRANSFORM MC | 8072 | 2035 | Import Methanol | Import brandstof | Fossiel - Complex |  |  |  | 14 Koolstof | Import/export balans |  |  |  |  | 0.028 |  |  |  | 0 | 719079.0065 | Methanol | 719079.0065
TRANSFORM MC | 8065 | 2035 | Import Methanol for shipping | Import brandstof | Fossiel - Complex |  |  |  | 14 Koolstof | Import/export balans |  |  |  |  | 0.028 |  |  |  | 0 | 719059.9742 | Methanol for shipping | 719059.9742
TRANSFORM MC | 8053 | 2035 | Import Naphta | Import brandstof | Fossiel - Complex |  |  |  | 14 Koolstof | Import/export balans |  |  |  |  | 0.028 |  |  |  | 0 | 0 | Naphta | 0
TRANSFORM MC | 8054 | 2035 | Import Olie | Import brandstof | Fossiel - Complex |  |  |  | 14 Koolstof | Import/export balans |  |  |  |  | 0.028 |  |  |  | 0 | 8310153968.0823 | Olie | 8310153968.0823
TRANSFORM MC | 8079 | 2035 | Import Oliegrondstoffen | Import brandstof | Fossiel - Complex |  |  |  | 14 Koolstof | Import/export balans |  |  |  |  | 0.028 |  |  |  | 0 | 0 | Oliegrondstoffen | 0
TRANSFORM MC | 8045 | 2035 | Import Overige olieproducten | Import brandstof | Fossiel - Complex |  |  |  | 14 Koolstof | Import/export balans |  |  |  |  | 0.028 |  |  |  | 0 | 918787017.54 | Overige olieproducten | 918787017.54
TRANSFORM MC | 8075 | 2035 | Import Plastic pyrolysis oil | Import brandstof | Fossiel - Complex |  |  |  | 14 Koolstof | Import/export balans |  |  |  |  | 0.028 |  |  |  | 0 | 2146304.2064 | Plastic pyrolysis oil | 2146304.2064
TRANSFORM MC | 8052 | 2035 | Import Restgassen | Import brandstof | Fossiel - Complex |  |  |  | 14 Koolstof | Import/export balans |  |  |  |  | 0.028 |  |  |  | 0 | 269.6872 | Restgassen | 269.6872
TRANSFORM MC | 8047 | 2035 | Import Synthetic LPG | Import brandstof | Synthetisch |  |  |  | 14 Koolstof | Import/export balans |  |  |  |  | 0.028 |  |  |  | 0 | 9518052.0176 | Synthetic LPG | 9518052.0176
TRANSFORM MC | 8070 | 2035 | Import Synthetic benzine | Import brandstof | Synthetisch |  |  |  | 14 Koolstof | Import/export balans |  |  |  |  | 0.028 |  |  |  | 0 | 29199.3208 | Synthetic benzine | 29199.3208
TRANSFORM MC | 8018 | 2035 | Import Synthetic diesel | Import brandstof | Synthetisch |  |  |  | 14 Koolstof | Import/export balans |  |  |  |  | 0.028 |  |  |  | 0 | 312975804.9773 | Synthetic diesel | 312975804.9773
TRANSFORM MC | 8020 | 2035 | Import Synthetic kerosine | Import brandstof | Synthetisch |  |  |  | 14 Koolstof | Import/export balans |  |  |  |  | 0.028 |  |  |  | 0 | 128574136.0833 | Synthetic kerosine | 128574136.0833
TRANSFORM MC | 8023 | 2035 | Import Synthetic methanol | Import brandstof | Synthetisch |  |  |  | 14 Koolstof | Import/export balans |  |  |  |  | 0.028 |  |  |  | 0 | 2387685.2291 | Synthetic methanol | 2387685.2291
TRANSFORM MC | 8029 | 2035 | Import Synthetic methanol for shipping | Import brandstof | Synthetisch |  |  |  | 14 Koolstof | Import/export balans |  |  |  |  | 0.028 |  |  |  | 0 | 701353368.8308 | Synthetic methanol for shipping | 701353368.8308
TRANSFORM MC | 8019 | 2035 | Import Synthetic naphtha | Import brandstof | Synthetisch |  |  |  | 14 Koolstof | Import/export balans |  |  |  |  | 0.028 |  |  |  | 0 | 1892289.0098 | Synthetic naphtha | 1892289.0098
TRANSFORM MC | 8005 | 2035 | Import Warmte | Import brandstof | Warmte |  |  |  | 12 Warmte | Import/export balans |  |  |  |  | 0.028 |  |  |  | 0 | -2.4363e-14 | Warmte | -2.4363e-14
TRANSFORM MC | 8006 | 2035 | Import Waterstof | Import brandstof | Waterstof |  |  |  | 13 Waterstof | Import/export balans |  |  |  |  | 0.028 |  |  |  | 0 | 1.2414e-13 | Waterstof | 1.2414e-13
TRANSFORM MC | 8007 | 2040 | Import Aardgas | Import brandstof | Fossiel - Eenvoudig |  |  |  | 14 Koolstof | Import/export balans |  |  |  |  | 0.028 |  |  |  | 0 | 1927522942.6599 | Aardgas | 1927522942.6599
TRANSFORM MC | 8031 | 2040 | Import Aardgas feedstock | Import brandstof | Fossiel - Eenvoudig |  |  |  | 14 Koolstof | Import/export balans |  |  |  |  | 0.028 |  |  |  | 0 | 18.3967 | Aardgas feedstock | 18.3967
TRANSFORM MC | 8028 | 2040 | Import Ammonia | Import brandstof | Waterstof |  |  |  | 13 Waterstof | Import/export balans |  |  |  |  | 0.028 |  |  |  | 0 | 94844071.7179 | Ammonia | 94844071.7179
TRANSFORM MC | 8081 | 2040 | Import Ammonia export | Import brandstof | Waterstof |  |  |  | 13 Waterstof | Import/export balans |  |  |  |  | 0.028 |  |  |  | 0 | 0 | Ammonia export | 0
TRANSFORM MC | 8087 | 2040 | Import Ammonia import | Import brandstof | Waterstof |  |  |  | 13 Waterstof | Import/export balans |  |  |  |  | 0.028 |  |  |  | 0 | 0 | Ammonia import | 0
TRANSFORM MC | 8089 | 2040 | Import Aromatics | Import brandstof | Fossiel - Complex |  |  |  | 14 Koolstof | Import/export balans |  |  |  |  | 0.028 |  |  |  | 0 | 376866333.5726 | Aromatics | 376866333.5726
TRANSFORM MC | 8060 | 2040 | Import Benzine | Import brandstof | Fossiel - Complex |  |  |  | 14 Koolstof | Import/export balans |  |  |  |  | 0.028 |  |  |  | 0 | 5.048e-08 | Benzine | 5.048e-08
TRANSFORM MC | 8078 | 2040 | Import Bio-DME | Import brandstof | Biobased - Complex |  |  |  | 14 Koolstof | Import/export balans |  |  |  |  | 0.028 |  |  |  | 0 | 496.3387 | Bio-DME | 496.3387
TRANSFORM MC | 8042 | 2040 | Import Bio-LNG for shipping | Import brandstof | Biobased - Eenvoudig |  |  |  | 14 Koolstof | Import/export balans |  |  |  |  | 0.028 |  |  |  | 0 | 5889706.0737 | Bio-LNG for shipping | 5889706.0737
TRANSFORM MC | 8044 | 2040 | Import Bio-LPG | Import brandstof | Biobased - Complex |  |  |  | 14 Koolstof | Import/export balans |  |  |  |  | 0.028 |  |  |  | 0 | 5.0425e-16 | Bio-LPG | 5.0425e-16
TRANSFORM MC | 8035 | 2040 | Import Bio-Methanol for shipping | Import brandstof | Biobased - Complex |  |  |  | 14 Koolstof | Import/export balans |  |  |  |  | 0.028 |  |  |  | 0 | 514.2738 | Bio-Methanol for shipping | 514.2738
TRANSFORM MC | 8090 | 2040 | Import Bio-aromatics | Import brandstof | Biobased - Complex |  |  |  | 14 Koolstof | Import/export balans |  |  |  |  | 0.028 |  |  |  | 0 | 5911826.3076 | Bio-aromatics | 5911826.3076
TRANSFORM MC | 8066 | 2040 | Import Bio-ethanol | Import brandstof | Biobased - Complex |  |  |  | 14 Koolstof | Import/export balans |  |  |  |  | 0.028 |  |  |  | 0 | 0 | Bio-ethanol | 0
TRANSFORM MC | 8067 | 2040 | Import BioHFO | Import brandstof | Biobased - Complex |  |  |  | 14 Koolstof | Import/export balans |  |  |  |  | 0.028 |  |  |  | 0 | 5911723.3387 | BioHFO | 5911723.3387
TRANSFORM MC | 8034 | 2040 | Import Biobenzine | Import brandstof | Biobased - Complex |  |  |  | 14 Koolstof | Import/export balans |  |  |  |  | 0.028 |  |  |  | 0 | 29526.1291 | Biobenzine | 29526.1291
TRANSFORM MC | 8015 | 2040 | Import Biodiesel | Import brandstof | Biobased - Complex |  |  |  | 14 Koolstof | Import/export balans |  |  |  |  | 0.028 |  |  |  | 0 | 1094345995.7941 | Biodiesel | 1094345995.7941
TRANSFORM MC | 8010 | 2040 | Import Biokerosine | Import brandstof | Biobased - Complex |  |  |  | 14 Koolstof | Import/export balans |  |  |  |  | 0.028 |  |  |  | 0 | 915554102.6395 | Biokerosine | 915554102.6395
TRANSFORM MC | 8091 | 2040 | Import Biomass Local Wood chips | Import brandstof | Biobased - Complex |  |  |  | 14 Koolstof | Import/export balans |  |  |  |  | 0.028 |  |  |  | 0 | 0 | Biomass Local Wood chips | 0
TRANSFORM MC | 8064 | 2040 | Import Biomass Pyrolysis Oil | Import brandstof | Biobased - Complex |  |  |  | 14 Koolstof | Import/export balans |  |  |  |  | 0.028 |  |  |  | 0 | 1424.2148 | Biomass Pyrolysis Oil | 1424.2148
TRANSFORM MC | 8092 | 2040 | Import Biomass Straw | Import brandstof | Biobased - Complex |  |  |  | 14 Koolstof | Import/export balans |  |  |  |  | 0.028 |  |  |  | 0 | 0 | Biomass Straw | 0
TRANSFORM MC | 8039 | 2040 | Import Biomassa (AWZ, RWZ en STRT) | Import brandstof | Biobased - Eenvoudig |  |  |  | 14 Koolstof | Import/export balans |  |  |  |  | 0.028 |  |  |  | 0 | 75826694.1215 | Biomassa (AWZ, RWZ en STRT) | 75826694.1215
TRANSFORM MC | 8038 | 2040 | Import Biomassa (GFT & VGI) | Import brandstof | Biobased - Eenvoudig |  |  |  | 14 Koolstof | Import/export balans |  |  |  |  | 0.028 |  |  |  | 0 | 507406623.9825 | Biomassa (GFT & VGI) | 507406623.9825
TRANSFORM MC | 8062 | 2040 | Import Biomassa (UCO buitenland) | Import brandstof | Biobased - Eenvoudig |  |  |  | 14 Koolstof | Import/export balans |  |  |  |  | 0.028 |  |  |  | 0 | 699358010.2269 | Biomassa (UCO buitenland) | 699358010.2269
TRANSFORM MC | 8030 | 2040 | Import Biomassa (afval biogeen) | Import brandstof | Biobased - Eenvoudig |  |  |  | 14 Koolstof | Import/export balans |  |  |  |  | 0.028 |  |  |  | 0 | 0 | Biomassa (afval biogeen) | 0
TRANSFORM MC | 8024 | 2040 | Import Biomassa (hout binnenland) | Import brandstof | Biobased - Eenvoudig |  |  |  | 14 Koolstof | Import/export balans |  |  |  |  | 0.028 |  |  |  | 0 | 273944788.0296 | Biomassa (hout binnenland) | 273944788.0296
TRANSFORM MC | 8004 | 2040 | Import Biomassa (hout buitenland) | Import brandstof | Biobased - Eenvoudig |  |  |  | 14 Koolstof | Import/export balans |  |  |  |  | 0.028 |  |  |  | 0 | 2797627655.6352 | Biomassa (hout buitenland) | 2797627655.6352
TRANSFORM MC | 8073 | 2040 | Import Biomassa (hout buitenland), expensive part | Import brandstof | Biobased - Eenvoudig |  |  |  | 14 Koolstof | Import/export balans |  |  |  |  | 0.028 |  |  |  | 0 | 2312.3474 | Biomassa (hout buitenland), expensive part | 2312.3474
TRANSFORM MC | 8003 | 2040 | Import Biomassa (hout) | Import brandstof | Biobased - Eenvoudig |  |  |  | 14 Koolstof | Import/export balans |  |  |  |  | 0.028 |  |  |  | 0 | 1501.6536 | Biomassa (hout) | 1501.6536
TRANSFORM MC | 8093 | 2040 | Import Biomassa (natte stromen) | Import brandstof | Biobased - Eenvoudig |  |  |  | 14 Koolstof | Import/export balans |  |  |  |  | 0.028 |  |  |  | 0 | 0 | Biomassa (natte stromen) | 0
TRANSFORM MC | 8027 | 2040 | Import Biomassa (suikers) | Import brandstof | Biobased - Eenvoudig |  |  |  | 14 Koolstof | Import/export balans |  |  |  |  | 0.028 |  |  |  | 0 | 80.1367 | Biomassa (suikers) | 80.1367
TRANSFORM MC | 8077 | 2040 | Import Biomassa (zetmeel) | Import brandstof | Biobased - Complex |  |  |  | 14 Koolstof | Import/export balans |  |  |  |  | 0.028 |  |  |  | 0 | 0 | Biomassa (zetmeel) | 0
TRANSFORM MC | 8033 | 2040 | Import Biomethanol | Import brandstof | Biobased - Complex |  |  |  | 14 Koolstof | Import/export balans |  |  |  |  | 0.028 |  |  |  | 0 | 5911658.5534 | Biomethanol | 5911658.5534
TRANSFORM MC | 8013 | 2040 | Import Bionaphta | Import brandstof | Biobased - Complex |  |  |  | 14 Koolstof | Import/export balans |  |  |  |  | 0.028 |  |  |  | 0 | 1892179.7424 | Bionaphta | 1892179.7424
TRANSFORM MC | 8063 | 2040 | Import Cokes | Import brandstof | Fossiel - Complex |  |  |  | 14 Koolstof | Import/export balans |  |  |  |  | 0.028 |  |  |  | 0 | 2845667.1356 | Cokes | 2845667.1356
TRANSFORM MC | 8071 | 2040 | Import Cokesovengas | Import brandstof | Fossiel - Eenvoudig |  |  |  | 14 Koolstof | Import/export balans |  |  |  |  | 0.028 |  |  |  | 0 | 0 | Cokesovengas | 0
TRANSFORM MC | 8056 | 2040 | Import Diesel | Import brandstof | Fossiel - Complex |  |  |  | 14 Koolstof | Import/export balans |  |  |  |  | 0.028 |  |  |  | 0 | 99243110.2276 | Diesel | 99243110.2276
TRANSFORM MC | 8050 | 2040 | Import E-inhoud mest | Import brandstof | Biobased - Eenvoudig |  |  |  | 14 Koolstof | Import/export balans |  |  |  |  | 0.028 |  |  |  | 0 | -407670013.4666 | E-inhoud mest | -407670013.4666
TRANSFORM MC | 8001 | 2040 | Import Elektriciteit | Import brandstof | Elektriciteit |  |  |  | 11 Elektriciteit | Import/export balans |  |  |  |  | 0.028 |  |  |  | 0 | 477.6597 | Elektriciteit | 477.6597
TRANSFORM MC | 8083 | 2040 | Import Export elektriciteit | Import brandstof | Elektriciteit |  |  |  | 11 Elektriciteit | Import/export balans |  |  |  |  | 0.028 |  |  |  | 0 | 0 | Export elektriciteit | 0
TRANSFORM MC | 8076 | 2040 | Import Gas transport | Import brandstof | Fossiel - Eenvoudig |  |  |  | 14 Koolstof | Import/export balans |  |  |  |  | 0.028 |  |  |  | 0 | 0 | Gas transport | 0
TRANSFORM MC | 8085 | 2040 | Import Gas winning | Import brandstof | Fossiel - Eenvoudig |  |  |  | 14 Koolstof | Import/export balans |  |  |  |  | 0.028 |  |  |  | 0 | 0 | Gas winning | 0
TRANSFORM MC | 8058 | 2040 | Import HFO | Import brandstof | Fossiel - Complex |  |  |  | 14 Koolstof | Import/export balans |  |  |  |  | 0.028 |  |  |  | 0 | 6.0576e-08 | HFO | 6.0576e-08
TRANSFORM MC | 8016 | 2040 | Import Heat100to200 | Import brandstof | Warmte |  |  |  | 12 Warmte | Import/export balans |  |  |  |  | 0.028 |  |  |  | 0 | 0 | Heat100to200 | 0
TRANSFORM MC | 8040 | 2040 | Import Heat200to400 | Import brandstof | Warmte |  |  |  | 12 Warmte | Import/export balans |  |  |  |  | 0.028 |  |  |  | 0 | 0 | Heat200to400 | 0
TRANSFORM MC | 8051 | 2040 | Import HeatDir200to400 | Import brandstof | Warmte |  |  |  | 12 Warmte | Import/export balans |  |  |  |  | 0.028 |  |  |  | 0 | -1.5337e-15 | HeatDir200to400 | -1.5337e-15
TRANSFORM MC | 8048 | 2040 | Import HeatHT400 | Import brandstof | Warmte |  |  |  | 12 Warmte | Import/export balans |  |  |  |  | 0.028 |  |  |  | 0 | 0 | HeatHT400 | 0
TRANSFORM MC | 8055 | 2040 | Import Hoogovengas | Import brandstof | Fossiel - Eenvoudig |  |  |  | 14 Koolstof | Import/export balans |  |  |  |  | 0.028 |  |  |  | 0 | 0 | Hoogovengas | 0
TRANSFORM MC | 8095 | 2040 | Import Hydrogen export | Import brandstof | Waterstof |  |  |  | 13 Waterstof | Import/export balans |  |  |  |  | 0.028 |  |  |  | 0 | 0 | Hydrogen export | 0
TRANSFORM MC | 8080 | 2040 | Import Hydrogen import | Import brandstof | Waterstof |  |  |  | 13 Waterstof | Import/export balans |  |  |  |  | 0.028 |  |  |  | 0 | 2291150777.2905 | Hydrogen import | 2291150777.2905
TRANSFORM MC | 8037 | 2040 | Import Import elektriciteit | Import brandstof | Elektriciteit |  |  |  | 11 Elektriciteit | Import/export balans |  |  |  |  | 0.028 |  |  |  | 0 | 1065584228.0028 | Import elektriciteit | 1065584228.0028
TRANSFORM MC | 8059 | 2040 | Import Kerosine | Import brandstof | Fossiel - Complex |  |  |  | 14 Koolstof | Import/export balans |  |  |  |  | 0.028 |  |  |  | 0 | 0 | Kerosine | 0
TRANSFORM MC | 8049 | 2040 | Import Kolen | Import brandstof | Fossiel - Complex |  |  |  | 14 Koolstof | Import/export balans |  |  |  |  | 0.028 |  |  |  | 0 | 1217886.7859 | Kolen | 1217886.7859
TRANSFORM MC | 8084 | 2040 | Import LNG for shipping | Import brandstof | Fossiel - Eenvoudig |  |  |  | 14 Koolstof | Import/export balans |  |  |  |  | 0.028 |  |  |  | 0 | 883027170.9962 | LNG for shipping | 883027170.9962
TRANSFORM MC | 8057 | 2040 | Import LPG | Import brandstof | Fossiel - Complex |  |  |  | 14 Koolstof | Import/export balans |  |  |  |  | 0.028 |  |  |  | 0 | 0 | LPG | 0
TRANSFORM MC | 8072 | 2040 | Import Methanol | Import brandstof | Fossiel - Complex |  |  |  | 14 Koolstof | Import/export balans |  |  |  |  | 0.028 |  |  |  | 0 | 724302.2535 | Methanol | 724302.2535
TRANSFORM MC | 8065 | 2040 | Import Methanol for shipping | Import brandstof | Fossiel - Complex |  |  |  | 14 Koolstof | Import/export balans |  |  |  |  | 0.028 |  |  |  | 0 | 724270.0622 | Methanol for shipping | 724270.0622
TRANSFORM MC | 8053 | 2040 | Import Naphta | Import brandstof | Fossiel - Complex |  |  |  | 14 Koolstof | Import/export balans |  |  |  |  | 0.028 |  |  |  | 0 | 229389052.6423 | Naphta | 229389052.6423
TRANSFORM MC | 8054 | 2040 | Import Olie | Import brandstof | Fossiel - Complex |  |  |  | 14 Koolstof | Import/export balans |  |  |  |  | 0.028 |  |  |  | 0 | 6357692698.2299 | Olie | 6357692698.2299
TRANSFORM MC | 8079 | 2040 | Import Oliegrondstoffen | Import brandstof | Fossiel - Complex |  |  |  | 14 Koolstof | Import/export balans |  |  |  |  | 0.028 |  |  |  | 0 | 0 | Oliegrondstoffen | 0
TRANSFORM MC | 8045 | 2040 | Import Overige olieproducten | Import brandstof | Fossiel - Complex |  |  |  | 14 Koolstof | Import/export balans |  |  |  |  | 0.028 |  |  |  | 0 | 1212543926.6198 | Overige olieproducten | 1212543926.6198
TRANSFORM MC | 8075 | 2040 | Import Plastic pyrolysis oil | Import brandstof | Fossiel - Complex |  |  |  | 14 Koolstof | Import/export balans |  |  |  |  | 0.028 |  |  |  | 0 | 2146308.0272 | Plastic pyrolysis oil | 2146308.0272
TRANSFORM MC | 8052 | 2040 | Import Restgassen | Import brandstof | Fossiel - Complex |  |  |  | 14 Koolstof | Import/export balans |  |  |  |  | 0.028 |  |  |  | 0 | 370.122 | Restgassen | 370.122
TRANSFORM MC | 8047 | 2040 | Import Synthetic LPG | Import brandstof | Synthetisch |  |  |  | 14 Koolstof | Import/export balans |  |  |  |  | 0.028 |  |  |  | 0 | 3675596.0418 | Synthetic LPG | 3675596.0418
TRANSFORM MC | 8070 | 2040 | Import Synthetic benzine | Import brandstof | Synthetisch |  |  |  | 14 Koolstof | Import/export balans |  |  |  |  | 0.028 |  |  |  | 0 | 55627.0163 | Synthetic benzine | 55627.0163
TRANSFORM MC | 8018 | 2040 | Import Synthetic diesel | Import brandstof | Synthetisch |  |  |  | 14 Koolstof | Import/export balans |  |  |  |  | 0.028 |  |  |  | 0 | 387307634.0998 | Synthetic diesel | 387307634.0998
TRANSFORM MC | 8020 | 2040 | Import Synthetic kerosine | Import brandstof | Synthetisch |  |  |  | 14 Koolstof | Import/export balans |  |  |  |  | 0.028 |  |  |  | 0 | 752988677.139 | Synthetic kerosine | 752988677.139
TRANSFORM MC | 8023 | 2040 | Import Synthetic methanol | Import brandstof | Synthetisch |  |  |  | 14 Koolstof | Import/export balans |  |  |  |  | 0.028 |  |  |  | 0 | 2387715.8436 | Synthetic methanol | 2387715.8436
TRANSFORM MC | 8029 | 2040 | Import Synthetic methanol for shipping | Import brandstof | Synthetisch |  |  |  | 14 Koolstof | Import/export balans |  |  |  |  | 0.028 |  |  |  | 0 | 917919979.9545 | Synthetic methanol for shipping | 917919979.9545
TRANSFORM MC | 8019 | 2040 | Import Synthetic naphtha | Import brandstof | Synthetisch |  |  |  | 14 Koolstof | Import/export balans |  |  |  |  | 0.028 |  |  |  | 0 | 1892263.5526 | Synthetic naphtha | 1892263.5526
TRANSFORM MC | 8005 | 2040 | Import Warmte | Import brandstof | Warmte |  |  |  | 12 Warmte | Import/export balans |  |  |  |  | 0.028 |  |  |  | 0 | 0 | Warmte | 0
TRANSFORM MC | 8006 | 2040 | Import Waterstof | Import brandstof | Waterstof |  |  |  | 13 Waterstof | Import/export balans |  |  |  |  | 0.028 |  |  |  | 0 | 0 | Waterstof | 0
TRANSFORM MC | 8007 | 2045 | Import Aardgas | Import brandstof | Fossiel - Eenvoudig |  |  |  | 14 Koolstof | Import/export balans |  |  |  |  | 0.028 |  |  |  | 0 | 1007608838.1215 | Aardgas | 1007608838.1215
TRANSFORM MC | 8031 | 2045 | Import Aardgas feedstock | Import brandstof | Fossiel - Eenvoudig |  |  |  | 14 Koolstof | Import/export balans |  |  |  |  | 0.028 |  |  |  | 0 | 17.4538 | Aardgas feedstock | 17.4538
TRANSFORM MC | 8028 | 2045 | Import Ammonia | Import brandstof | Waterstof |  |  |  | 13 Waterstof | Import/export balans |  |  |  |  | 0.028 |  |  |  | 0 | 684177444.4026 | Ammonia | 684177444.4026
TRANSFORM MC | 8081 | 2045 | Import Ammonia export | Import brandstof | Waterstof |  |  |  | 13 Waterstof | Import/export balans |  |  |  |  | 0.028 |  |  |  | 0 | 0 | Ammonia export | 0
TRANSFORM MC | 8087 | 2045 | Import Ammonia import | Import brandstof | Waterstof |  |  |  | 13 Waterstof | Import/export balans |  |  |  |  | 0.028 |  |  |  | 0 | 0 | Ammonia import | 0
TRANSFORM MC | 8089 | 2045 | Import Aromatics | Import brandstof | Fossiel - Complex |  |  |  | 14 Koolstof | Import/export balans |  |  |  |  | 0.028 |  |  |  | 0 | 203001589.9077 | Aromatics | 203001589.9077
TRANSFORM MC | 8060 | 2045 | Import Benzine | Import brandstof | Fossiel - Complex |  |  |  | 14 Koolstof | Import/export balans |  |  |  |  | 0.028 |  |  |  | 0 | 15831322.7035 | Benzine | 15831322.7035
TRANSFORM MC | 8078 | 2045 | Import Bio-DME | Import brandstof | Biobased - Complex |  |  |  | 14 Koolstof | Import/export balans |  |  |  |  | 0.028 |  |  |  | 0 | 3680323.329 | Bio-DME | 3680323.329
TRANSFORM MC | 8042 | 2045 | Import Bio-LNG for shipping | Import brandstof | Biobased - Eenvoudig |  |  |  | 14 Koolstof | Import/export balans |  |  |  |  | 0.028 |  |  |  | 0 | 7336054.1739 | Bio-LNG for shipping | 7336054.1739
TRANSFORM MC | 8044 | 2045 | Import Bio-LPG | Import brandstof | Biobased - Complex |  |  |  | 14 Koolstof | Import/export balans |  |  |  |  | 0.028 |  |  |  | 0 | 47.9073 | Bio-LPG | 47.9073
TRANSFORM MC | 8035 | 2045 | Import Bio-Methanol for shipping | Import brandstof | Biobased - Complex |  |  |  | 14 Koolstof | Import/export balans |  |  |  |  | 0.028 |  |  |  | 0 | 95.5565 | Bio-Methanol for shipping | 95.5565
TRANSFORM MC | 8090 | 2045 | Import Bio-aromatics | Import brandstof | Biobased - Complex |  |  |  | 14 Koolstof | Import/export balans |  |  |  |  | 0.028 |  |  |  | 0 | 7362039.9124 | Bio-aromatics | 7362039.9124
TRANSFORM MC | 8066 | 2045 | Import Bio-ethanol | Import brandstof | Biobased - Complex |  |  |  | 14 Koolstof | Import/export balans |  |  |  |  | 0.028 |  |  |  | 0 | 0 | Bio-ethanol | 0
TRANSFORM MC | 8067 | 2045 | Import BioHFO | Import brandstof | Biobased - Complex |  |  |  | 14 Koolstof | Import/export balans |  |  |  |  | 0.028 |  |  |  | 0 | 7361905.6764 | BioHFO | 7361905.6764
TRANSFORM MC | 8034 | 2045 | Import Biobenzine | Import brandstof | Biobased - Complex |  |  |  | 14 Koolstof | Import/export balans |  |  |  |  | 0.028 |  |  |  | 0 | 7361415.8221 | Biobenzine | 7361415.8221
TRANSFORM MC | 8015 | 2045 | Import Biodiesel | Import brandstof | Biobased - Complex |  |  |  | 14 Koolstof | Import/export balans |  |  |  |  | 0.028 |  |  |  | 0 | 1721866367.5423 | Biodiesel | 1721866367.5423
TRANSFORM MC | 8010 | 2045 | Import Biokerosine | Import brandstof | Biobased - Complex |  |  |  | 14 Koolstof | Import/export balans |  |  |  |  | 0.028 |  |  |  | 0 | 1180374424.6322 | Biokerosine | 1180374424.6322
TRANSFORM MC | 8091 | 2045 | Import Biomass Local Wood chips | Import brandstof | Biobased - Complex |  |  |  | 14 Koolstof | Import/export balans |  |  |  |  | 0.028 |  |  |  | 0 | 0 | Biomass Local Wood chips | 0
TRANSFORM MC | 8064 | 2045 | Import Biomass Pyrolysis Oil | Import brandstof | Biobased - Complex |  |  |  | 14 Koolstof | Import/export balans |  |  |  |  | 0.028 |  |  |  | 0 | 32.4165 | Biomass Pyrolysis Oil | 32.4165
TRANSFORM MC | 8092 | 2045 | Import Biomass Straw | Import brandstof | Biobased - Complex |  |  |  | 14 Koolstof | Import/export balans |  |  |  |  | 0.028 |  |  |  | 0 | 0 | Biomass Straw | 0
TRANSFORM MC | 8039 | 2045 | Import Biomassa (AWZ, RWZ en STRT) | Import brandstof | Biobased - Eenvoudig |  |  |  | 14 Koolstof | Import/export balans |  |  |  |  | 0.028 |  |  |  | 0 | 75826692.5555 | Biomassa (AWZ, RWZ en STRT) | 75826692.5555
TRANSFORM MC | 8038 | 2045 | Import Biomassa (GFT & VGI) | Import brandstof | Biobased - Eenvoudig |  |  |  | 14 Koolstof | Import/export balans |  |  |  |  | 0.028 |  |  |  | 0 | 617671171.3071 | Biomassa (GFT & VGI) | 617671171.3071
TRANSFORM MC | 8062 | 2045 | Import Biomassa (UCO buitenland) | Import brandstof | Biobased - Eenvoudig |  |  |  | 14 Koolstof | Import/export balans |  |  |  |  | 0.028 |  |  |  | 0 | 747961223.6117 | Biomassa (UCO buitenland) | 747961223.6117
TRANSFORM MC | 8030 | 2045 | Import Biomassa (afval biogeen) | Import brandstof | Biobased - Eenvoudig |  |  |  | 14 Koolstof | Import/export balans |  |  |  |  | 0.028 |  |  |  | 0 | 0 | Biomassa (afval biogeen) | 0
TRANSFORM MC | 8024 | 2045 | Import Biomassa (hout binnenland) | Import brandstof | Biobased - Eenvoudig |  |  |  | 14 Koolstof | Import/export balans |  |  |  |  | 0.028 |  |  |  | 0 | 295356662.0648 | Biomassa (hout binnenland) | 295356662.0648
TRANSFORM MC | 8004 | 2045 | Import Biomassa (hout buitenland) | Import brandstof | Biobased - Eenvoudig |  |  |  | 14 Koolstof | Import/export balans |  |  |  |  | 0.028 |  |  |  | 0 | 4758636982.9356 | Biomassa (hout buitenland) | 4758636982.9356
TRANSFORM MC | 8073 | 2045 | Import Biomassa (hout buitenland), expensive part | Import brandstof | Biobased - Eenvoudig |  |  |  | 14 Koolstof | Import/export balans |  |  |  |  | 0.028 |  |  |  | 0 | 121.4964 | Biomassa (hout buitenland), expensive part | 121.4964
TRANSFORM MC | 8003 | 2045 | Import Biomassa (hout) | Import brandstof | Biobased - Eenvoudig |  |  |  | 14 Koolstof | Import/export balans |  |  |  |  | 0.028 |  |  |  | 0 | 1461.9409 | Biomassa (hout) | 1461.9409
TRANSFORM MC | 8093 | 2045 | Import Biomassa (natte stromen) | Import brandstof | Biobased - Eenvoudig |  |  |  | 14 Koolstof | Import/export balans |  |  |  |  | 0.028 |  |  |  | 0 | 0 | Biomassa (natte stromen) | 0
TRANSFORM MC | 8027 | 2045 | Import Biomassa (suikers) | Import brandstof | Biobased - Eenvoudig |  |  |  | 14 Koolstof | Import/export balans |  |  |  |  | 0.028 |  |  |  | 0 | 68.895 | Biomassa (suikers) | 68.895
TRANSFORM MC | 8077 | 2045 | Import Biomassa (zetmeel) | Import brandstof | Biobased - Complex |  |  |  | 14 Koolstof | Import/export balans |  |  |  |  | 0.028 |  |  |  | 0 | 0 | Biomassa (zetmeel) | 0
TRANSFORM MC | 8033 | 2045 | Import Biomethanol | Import brandstof | Biobased - Complex |  |  |  | 14 Koolstof | Import/export balans |  |  |  |  | 0.028 |  |  |  | 0 | 7361861.2898 | Biomethanol | 7361861.2898
TRANSFORM MC | 8013 | 2045 | Import Bionaphta | Import brandstof | Biobased - Complex |  |  |  | 14 Koolstof | Import/export balans |  |  |  |  | 0.028 |  |  |  | 0 | 1892239.486 | Bionaphta | 1892239.486
TRANSFORM MC | 8063 | 2045 | Import Cokes | Import brandstof | Fossiel - Complex |  |  |  | 14 Koolstof | Import/export balans |  |  |  |  | 0.028 |  |  |  | 0 | 24040.0086 | Cokes | 24040.0086
TRANSFORM MC | 8071 | 2045 | Import Cokesovengas | Import brandstof | Fossiel - Eenvoudig |  |  |  | 14 Koolstof | Import/export balans |  |  |  |  | 0.028 |  |  |  | 0 | 0 | Cokesovengas | 0
TRANSFORM MC | 8056 | 2045 | Import Diesel | Import brandstof | Fossiel - Complex |  |  |  | 14 Koolstof | Import/export balans |  |  |  |  | 0.028 |  |  |  | 0 | 143367512.1822 | Diesel | 143367512.1822
TRANSFORM MC | 8050 | 2045 | Import E-inhoud mest | Import brandstof | Biobased - Eenvoudig |  |  |  | 14 Koolstof | Import/export balans |  |  |  |  | 0.028 |  |  |  | 0 | -407670030.6024 | E-inhoud mest | -407670030.6024
TRANSFORM MC | 8001 | 2045 | Import Elektriciteit | Import brandstof | Elektriciteit |  |  |  | 11 Elektriciteit | Import/export balans |  |  |  |  | 0.028 |  |  |  | 0 | 486.4733 | Elektriciteit | 486.4733
TRANSFORM MC | 8083 | 2045 | Import Export elektriciteit | Import brandstof | Elektriciteit |  |  |  | 11 Elektriciteit | Import/export balans |  |  |  |  | 0.028 |  |  |  | 0 | 0 | Export elektriciteit | 0
TRANSFORM MC | 8076 | 2045 | Import Gas transport | Import brandstof | Fossiel - Eenvoudig |  |  |  | 14 Koolstof | Import/export balans |  |  |  |  | 0.028 |  |  |  | 0 | 0 | Gas transport | 0
TRANSFORM MC | 8085 | 2045 | Import Gas winning | Import brandstof | Fossiel - Eenvoudig |  |  |  | 14 Koolstof | Import/export balans |  |  |  |  | 0.028 |  |  |  | 0 | 0 | Gas winning | 0
TRANSFORM MC | 8058 | 2045 | Import HFO | Import brandstof | Fossiel - Complex |  |  |  | 14 Koolstof | Import/export balans |  |  |  |  | 0.028 |  |  |  | 0 | 0 | HFO | 0
TRANSFORM MC | 8016 | 2045 | Import Heat100to200 | Import brandstof | Warmte |  |  |  | 12 Warmte | Import/export balans |  |  |  |  | 0.028 |  |  |  | 0 | 0 | Heat100to200 | 0
TRANSFORM MC | 8040 | 2045 | Import Heat200to400 | Import brandstof | Warmte |  |  |  | 12 Warmte | Import/export balans |  |  |  |  | 0.028 |  |  |  | 0 | 4.9433e-14 | Heat200to400 | 4.9433e-14
TRANSFORM MC | 8051 | 2045 | Import HeatDir200to400 | Import brandstof | Warmte |  |  |  | 12 Warmte | Import/export balans |  |  |  |  | 0.028 |  |  |  | 0 | -3.0895e-15 | HeatDir200to400 | -3.0895e-15
TRANSFORM MC | 8048 | 2045 | Import HeatHT400 | Import brandstof | Warmte |  |  |  | 12 Warmte | Import/export balans |  |  |  |  | 0.028 |  |  |  | 0 | -1.5448e-15 | HeatHT400 | -1.5448e-15
TRANSFORM MC | 8055 | 2045 | Import Hoogovengas | Import brandstof | Fossiel - Eenvoudig |  |  |  | 14 Koolstof | Import/export balans |  |  |  |  | 0.028 |  |  |  | 0 | 0 | Hoogovengas | 0
TRANSFORM MC | 8095 | 2045 | Import Hydrogen export | Import brandstof | Waterstof |  |  |  | 13 Waterstof | Import/export balans |  |  |  |  | 0.028 |  |  |  | 0 | 0 | Hydrogen export | 0
TRANSFORM MC | 8080 | 2045 | Import Hydrogen import | Import brandstof | Waterstof |  |  |  | 13 Waterstof | Import/export balans |  |  |  |  | 0.028 |  |  |  | 0 | 3705910628.6282 | Hydrogen import | 3705910628.6282
TRANSFORM MC | 8037 | 2045 | Import Import elektriciteit | Import brandstof | Elektriciteit |  |  |  | 11 Elektriciteit | Import/export balans |  |  |  |  | 0.028 |  |  |  | 0 | 846406084.3279 | Import elektriciteit | 846406084.3279
TRANSFORM MC | 8059 | 2045 | Import Kerosine | Import brandstof | Fossiel - Complex |  |  |  | 14 Koolstof | Import/export balans |  |  |  |  | 0.028 |  |  |  | 0 | -5.9326e-08 | Kerosine | -5.9326e-08
TRANSFORM MC | 8049 | 2045 | Import Kolen | Import brandstof | Fossiel - Complex |  |  |  | 14 Koolstof | Import/export balans |  |  |  |  | 0.028 |  |  |  | 0 | 1156001.2626 | Kolen | 1156001.2626
TRANSFORM MC | 8084 | 2045 | Import LNG for shipping | Import brandstof | Fossiel - Eenvoudig |  |  |  | 14 Koolstof | Import/export balans |  |  |  |  | 0.028 |  |  |  | 0 | 596227897.7997 | LNG for shipping | 596227897.7997
TRANSFORM MC | 8057 | 2045 | Import LPG | Import brandstof | Fossiel - Complex |  |  |  | 14 Koolstof | Import/export balans |  |  |  |  | 0.028 |  |  |  | 0 | 0 | LPG | 0
TRANSFORM MC | 8072 | 2045 | Import Methanol | Import brandstof | Fossiel - Complex |  |  |  | 14 Koolstof | Import/export balans |  |  |  |  | 0.028 |  |  |  | 0 | 729519.2078 | Methanol | 729519.2078
TRANSFORM MC | 8065 | 2045 | Import Methanol for shipping | Import brandstof | Fossiel - Complex |  |  |  | 14 Koolstof | Import/export balans |  |  |  |  | 0.028 |  |  |  | 0 | 729486.3712 | Methanol for shipping | 729486.3712
TRANSFORM MC | 8053 | 2045 | Import Naphta | Import brandstof | Fossiel - Complex |  |  |  | 14 Koolstof | Import/export balans |  |  |  |  | 0.028 |  |  |  | 0 | 56533550.9459 | Naphta | 56533550.9459
TRANSFORM MC | 8054 | 2045 | Import Olie | Import brandstof | Fossiel - Complex |  |  |  | 14 Koolstof | Import/export balans |  |  |  |  | 0.028 |  |  |  | 0 | 4341305686.9761 | Olie | 4341305686.9761
TRANSFORM MC | 8079 | 2045 | Import Oliegrondstoffen | Import brandstof | Fossiel - Complex |  |  |  | 14 Koolstof | Import/export balans |  |  |  |  | 0.028 |  |  |  | 0 | 0 | Oliegrondstoffen | 0
TRANSFORM MC | 8045 | 2045 | Import Overige olieproducten | Import brandstof | Fossiel - Complex |  |  |  | 14 Koolstof | Import/export balans |  |  |  |  | 0.028 |  |  |  | 0 | 1060950385.0113 | Overige olieproducten | 1060950385.0113
TRANSFORM MC | 8075 | 2045 | Import Plastic pyrolysis oil | Import brandstof | Fossiel - Complex |  |  |  | 14 Koolstof | Import/export balans |  |  |  |  | 0.028 |  |  |  | 0 | 2146313.5861 | Plastic pyrolysis oil | 2146313.5861
TRANSFORM MC | 8052 | 2045 | Import Restgassen | Import brandstof | Fossiel - Complex |  |  |  | 14 Koolstof | Import/export balans |  |  |  |  | 0.028 |  |  |  | 0 | 356.7285 | Restgassen | 356.7285
TRANSFORM MC | 8047 | 2045 | Import Synthetic LPG | Import brandstof | Synthetisch |  |  |  | 14 Koolstof | Import/export balans |  |  |  |  | 0.028 |  |  |  | 0 | 6875578.3627 | Synthetic LPG | 6875578.3627
TRANSFORM MC | 8070 | 2045 | Import Synthetic benzine | Import brandstof | Synthetisch |  |  |  | 14 Koolstof | Import/export balans |  |  |  |  | 0.028 |  |  |  | 0 | 1905021.7642 | Synthetic benzine | 1905021.7642
TRANSFORM MC | 8018 | 2045 | Import Synthetic diesel | Import brandstof | Synthetisch |  |  |  | 14 Koolstof | Import/export balans |  |  |  |  | 0.028 |  |  |  | 0 | 731586706.5882 | Synthetic diesel | 731586706.5882
TRANSFORM MC | 8020 | 2045 | Import Synthetic kerosine | Import brandstof | Synthetisch |  |  |  | 14 Koolstof | Import/export balans |  |  |  |  | 0.028 |  |  |  | 0 | 1179247507.0868 | Synthetic kerosine | 1179247507.0868
TRANSFORM MC | 8023 | 2045 | Import Synthetic methanol | Import brandstof | Synthetisch |  |  |  | 14 Koolstof | Import/export balans |  |  |  |  | 0.028 |  |  |  | 0 | 2387672.6394 | Synthetic methanol | 2387672.6394
TRANSFORM MC | 8029 | 2045 | Import Synthetic methanol for shipping | Import brandstof | Synthetisch |  |  |  | 14 Koolstof | Import/export balans |  |  |  |  | 0.028 |  |  |  | 0 | 713689959.4889 | Synthetic methanol for shipping | 713689959.4889
TRANSFORM MC | 8019 | 2045 | Import Synthetic naphtha | Import brandstof | Synthetisch |  |  |  | 14 Koolstof | Import/export balans |  |  |  |  | 0.028 |  |  |  | 0 | 1892182.4427 | Synthetic naphtha | 1892182.4427
TRANSFORM MC | 8005 | 2045 | Import Warmte | Import brandstof | Warmte |  |  |  | 12 Warmte | Import/export balans |  |  |  |  | 0.028 |  |  |  | 0 | 0 | Warmte | 0
TRANSFORM MC | 8006 | 2045 | Import Waterstof | Import brandstof | Waterstof |  |  |  | 13 Waterstof | Import/export balans |  |  |  |  | 0.028 |  |  |  | 0 | 0 | Waterstof | 0
TRANSFORM MC | 8007 | 2050 | Import Aardgas | Import brandstof | Fossiel - Eenvoudig |  |  |  | 14 Koolstof | Import/export balans |  |  |  |  | 0.028 |  |  |  | 0 | 294235869.3468 | Aardgas | 294235869.3468
TRANSFORM MC | 8031 | 2050 | Import Aardgas feedstock | Import brandstof | Fossiel - Eenvoudig |  |  |  | 14 Koolstof | Import/export balans |  |  |  |  | 0.028 |  |  |  | 0 | 46.326 | Aardgas feedstock | 46.326
TRANSFORM MC | 8028 | 2050 | Import Ammonia | Import brandstof | Waterstof |  |  |  | 13 Waterstof | Import/export balans |  |  |  |  | 0.028 |  |  |  | 0 | 2410081764.865 | Ammonia | 2410081764.865
TRANSFORM MC | 8081 | 2050 | Import Ammonia export | Import brandstof | Waterstof |  |  |  | 13 Waterstof | Import/export balans |  |  |  |  | 0.028 |  |  |  | 0 | 0 | Ammonia export | 0
TRANSFORM MC | 8087 | 2050 | Import Ammonia import | Import brandstof | Waterstof |  |  |  | 13 Waterstof | Import/export balans |  |  |  |  | 0.028 |  |  |  | 0 | 0 | Ammonia import | 0
TRANSFORM MC | 8089 | 2050 | Import Aromatics | Import brandstof | Fossiel - Complex |  |  |  | 14 Koolstof | Import/export balans |  |  |  |  | 0.028 |  |  |  | 0 | 19124368.476 | Aromatics | 19124368.476
TRANSFORM MC | 8060 | 2050 | Import Benzine | Import brandstof | Fossiel - Complex |  |  |  | 14 Koolstof | Import/export balans |  |  |  |  | 0.028 |  |  |  | 0 | 2.4939e-08 | Benzine | 2.4939e-08
TRANSFORM MC | 8078 | 2050 | Import Bio-DME | Import brandstof | Biobased - Complex |  |  |  | 14 Koolstof | Import/export balans |  |  |  |  | 0.028 |  |  |  | 0 | 8811247.1505 | Bio-DME | 8811247.1505
TRANSFORM MC | 8042 | 2050 | Import Bio-LNG for shipping | Import brandstof | Biobased - Eenvoudig |  |  |  | 14 Koolstof | Import/export balans |  |  |  |  | 0.028 |  |  |  | 0 | 8806489.5816 | Bio-LNG for shipping | 8806489.5816
TRANSFORM MC | 8044 | 2050 | Import Bio-LPG | Import brandstof | Biobased - Complex |  |  |  | 14 Koolstof | Import/export balans |  |  |  |  | 0.028 |  |  |  | 0 | 53.3079 | Bio-LPG | 53.3079
TRANSFORM MC | 8035 | 2050 | Import Bio-Methanol for shipping | Import brandstof | Biobased - Complex |  |  |  | 14 Koolstof | Import/export balans |  |  |  |  | 0.028 |  |  |  | 0 | 388.0063 | Bio-Methanol for shipping | 388.0063
TRANSFORM MC | 8090 | 2050 | Import Bio-aromatics | Import brandstof | Biobased - Complex |  |  |  | 14 Koolstof | Import/export balans |  |  |  |  | 0.028 |  |  |  | 0 | 8812900.7687 | Bio-aromatics | 8812900.7687
TRANSFORM MC | 8066 | 2050 | Import Bio-ethanol | Import brandstof | Biobased - Complex |  |  |  | 14 Koolstof | Import/export balans |  |  |  |  | 0.028 |  |  |  | 0 | 1409301.2379 | Bio-ethanol | 1409301.2379
TRANSFORM MC | 8067 | 2050 | Import BioHFO | Import brandstof | Biobased - Complex |  |  |  | 14 Koolstof | Import/export balans |  |  |  |  | 0.028 |  |  |  | 0 | 8812431.2985 | BioHFO | 8812431.2985
TRANSFORM MC | 8034 | 2050 | Import Biobenzine | Import brandstof | Biobased - Complex |  |  |  | 14 Koolstof | Import/export balans |  |  |  |  | 0.028 |  |  |  | 0 | 8810935.7201 | Biobenzine | 8810935.7201
TRANSFORM MC | 8015 | 2050 | Import Biodiesel | Import brandstof | Biobased - Complex |  |  |  | 14 Koolstof | Import/export balans |  |  |  |  | 0.028 |  |  |  | 0 | 1707084086.1696 | Biodiesel | 1707084086.1696
TRANSFORM MC | 8010 | 2050 | Import Biokerosine | Import brandstof | Biobased - Complex |  |  |  | 14 Koolstof | Import/export balans |  |  |  |  | 0.028 |  |  |  | 0 | 1027365027.0087 | Biokerosine | 1027365027.0087
TRANSFORM MC | 8091 | 2050 | Import Biomass Local Wood chips | Import brandstof | Biobased - Complex |  |  |  | 14 Koolstof | Import/export balans |  |  |  |  | 0.028 |  |  |  | 0 | 0 | Biomass Local Wood chips | 0
TRANSFORM MC | 8064 | 2050 | Import Biomass Pyrolysis Oil | Import brandstof | Biobased - Complex |  |  |  | 14 Koolstof | Import/export balans |  |  |  |  | 0.028 |  |  |  | 0 | 219.9207 | Biomass Pyrolysis Oil | 219.9207
TRANSFORM MC | 8092 | 2050 | Import Biomass Straw | Import brandstof | Biobased - Complex |  |  |  | 14 Koolstof | Import/export balans |  |  |  |  | 0.028 |  |  |  | 0 | 0 | Biomass Straw | 0
TRANSFORM MC | 8039 | 2050 | Import Biomassa (AWZ, RWZ en STRT) | Import brandstof | Biobased - Eenvoudig |  |  |  | 14 Koolstof | Import/export balans |  |  |  |  | 0.028 |  |  |  | 0 | 75826807.4865 | Biomassa (AWZ, RWZ en STRT) | 75826807.4865
TRANSFORM MC | 8038 | 2050 | Import Biomassa (GFT & VGI) | Import brandstof | Biobased - Eenvoudig |  |  |  | 14 Koolstof | Import/export balans |  |  |  |  | 0.028 |  |  |  | 0 | 727935976.1096 | Biomassa (GFT & VGI) | 727935976.1096
TRANSFORM MC | 8062 | 2050 | Import Biomassa (UCO buitenland) | Import brandstof | Biobased - Eenvoudig |  |  |  | 14 Koolstof | Import/export balans |  |  |  |  | 0.028 |  |  |  | 0 | 796564638.0417 | Biomassa (UCO buitenland) | 796564638.0417
TRANSFORM MC | 8030 | 2050 | Import Biomassa (afval biogeen) | Import brandstof | Biobased - Eenvoudig |  |  |  | 14 Koolstof | Import/export balans |  |  |  |  | 0.028 |  |  |  | 0 | 0 | Biomassa (afval biogeen) | 0
TRANSFORM MC | 8024 | 2050 | Import Biomassa (hout binnenland) | Import brandstof | Biobased - Eenvoudig |  |  |  | 14 Koolstof | Import/export balans |  |  |  |  | 0.028 |  |  |  | 0 | 316768514.8046 | Biomassa (hout binnenland) | 316768514.8046
TRANSFORM MC | 8004 | 2050 | Import Biomassa (hout buitenland) | Import brandstof | Biobased - Eenvoudig |  |  |  | 14 Koolstof | Import/export balans |  |  |  |  | 0.028 |  |  |  | 0 | 7558887605.4864 | Biomassa (hout buitenland) | 7558887605.4864
TRANSFORM MC | 8073 | 2050 | Import Biomassa (hout buitenland), expensive part | Import brandstof | Biobased - Eenvoudig |  |  |  | 14 Koolstof | Import/export balans |  |  |  |  | 0.028 |  |  |  | 0 | 706.0533 | Biomassa (hout buitenland), expensive part | 706.0533
TRANSFORM MC | 8003 | 2050 | Import Biomassa (hout) | Import brandstof | Biobased - Eenvoudig |  |  |  | 14 Koolstof | Import/export balans |  |  |  |  | 0.028 |  |  |  | 0 | 3010.8179 | Biomassa (hout) | 3010.8179
TRANSFORM MC | 8093 | 2050 | Import Biomassa (natte stromen) | Import brandstof | Biobased - Eenvoudig |  |  |  | 14 Koolstof | Import/export balans |  |  |  |  | 0.028 |  |  |  | 0 | 0 | Biomassa (natte stromen) | 0
TRANSFORM MC | 8027 | 2050 | Import Biomassa (suikers) | Import brandstof | Biobased - Eenvoudig |  |  |  | 14 Koolstof | Import/export balans |  |  |  |  | 0.028 |  |  |  | 0 | 182.4296 | Biomassa (suikers) | 182.4296
TRANSFORM MC | 8077 | 2050 | Import Biomassa (zetmeel) | Import brandstof | Biobased - Complex |  |  |  | 14 Koolstof | Import/export balans |  |  |  |  | 0.028 |  |  |  | 0 | 0 | Biomassa (zetmeel) | 0
TRANSFORM MC | 8033 | 2050 | Import Biomethanol | Import brandstof | Biobased - Complex |  |  |  | 14 Koolstof | Import/export balans |  |  |  |  | 0.028 |  |  |  | 0 | 8811689.226 | Biomethanol | 8811689.226
TRANSFORM MC | 8013 | 2050 | Import Bionaphta | Import brandstof | Biobased - Complex |  |  |  | 14 Koolstof | Import/export balans |  |  |  |  | 0.028 |  |  |  | 0 | 1890364.615 | Bionaphta | 1890364.615
TRANSFORM MC | 8063 | 2050 | Import Cokes | Import brandstof | Fossiel - Complex |  |  |  | 14 Koolstof | Import/export balans |  |  |  |  | 0.028 |  |  |  | 0 | 43.8598 | Cokes | 43.8598
TRANSFORM MC | 8071 | 2050 | Import Cokesovengas | Import brandstof | Fossiel - Eenvoudig |  |  |  | 14 Koolstof | Import/export balans |  |  |  |  | 0.028 |  |  |  | 0 | 0 | Cokesovengas | 0
TRANSFORM MC | 8056 | 2050 | Import Diesel | Import brandstof | Fossiel - Complex |  |  |  | 14 Koolstof | Import/export balans |  |  |  |  | 0.028 |  |  |  | 0 | 0 | Diesel | 0
TRANSFORM MC | 8050 | 2050 | Import E-inhoud mest | Import brandstof | Biobased - Eenvoudig |  |  |  | 14 Koolstof | Import/export balans |  |  |  |  | 0.028 |  |  |  | 0 | -407669985.4598 | E-inhoud mest | -407669985.4598
TRANSFORM MC | 8001 | 2050 | Import Elektriciteit | Import brandstof | Elektriciteit |  |  |  | 11 Elektriciteit | Import/export balans |  |  |  |  | 0.028 |  |  |  | 0 | 1299.7787 | Elektriciteit | 1299.7787
TRANSFORM MC | 8083 | 2050 | Import Export elektriciteit | Import brandstof | Elektriciteit |  |  |  | 11 Elektriciteit | Import/export balans |  |  |  |  | 0.028 |  |  |  | 0 | 0 | Export elektriciteit | 0
TRANSFORM MC | 8076 | 2050 | Import Gas transport | Import brandstof | Fossiel - Eenvoudig |  |  |  | 14 Koolstof | Import/export balans |  |  |  |  | 0.028 |  |  |  | 0 | 0 | Gas transport | 0
TRANSFORM MC | 8085 | 2050 | Import Gas winning | Import brandstof | Fossiel - Eenvoudig |  |  |  | 14 Koolstof | Import/export balans |  |  |  |  | 0.028 |  |  |  | 0 | 0 | Gas winning | 0
TRANSFORM MC | 8058 | 2050 | Import HFO | Import brandstof | Fossiel - Complex |  |  |  | 14 Koolstof | Import/export balans |  |  |  |  | 0.028 |  |  |  | 0 | 0 | HFO | 0
TRANSFORM MC | 8016 | 2050 | Import Heat100to200 | Import brandstof | Warmte |  |  |  | 12 Warmte | Import/export balans |  |  |  |  | 0.028 |  |  |  | 0 | 0 | Heat100to200 | 0
TRANSFORM MC | 8040 | 2050 | Import Heat200to400 | Import brandstof | Warmte |  |  |  | 12 Warmte | Import/export balans |  |  |  |  | 0.028 |  |  |  | 0 | -3.9829e-13 | Heat200to400 | -3.9829e-13
TRANSFORM MC | 8051 | 2050 | Import HeatDir200to400 | Import brandstof | Warmte |  |  |  | 12 Warmte | Import/export balans |  |  |  |  | 0.028 |  |  |  | 0 | 0 | HeatDir200to400 | 0
TRANSFORM MC | 8048 | 2050 | Import HeatHT400 | Import brandstof | Warmte |  |  |  | 12 Warmte | Import/export balans |  |  |  |  | 0.028 |  |  |  | 0 | 3.1116e-15 | HeatHT400 | 3.1116e-15
TRANSFORM MC | 8055 | 2050 | Import Hoogovengas | Import brandstof | Fossiel - Eenvoudig |  |  |  | 14 Koolstof | Import/export balans |  |  |  |  | 0.028 |  |  |  | 0 | 0 | Hoogovengas | 0
TRANSFORM MC | 8095 | 2050 | Import Hydrogen export | Import brandstof | Waterstof |  |  |  | 13 Waterstof | Import/export balans |  |  |  |  | 0.028 |  |  |  | 0 | 0 | Hydrogen export | 0
TRANSFORM MC | 8080 | 2050 | Import Hydrogen import | Import brandstof | Waterstof |  |  |  | 13 Waterstof | Import/export balans |  |  |  |  | 0.028 |  |  |  | 0 | 5181144421.0557 | Hydrogen import | 5181144421.0557
TRANSFORM MC | 8037 | 2050 | Import Import elektriciteit | Import brandstof | Elektriciteit |  |  |  | 11 Elektriciteit | Import/export balans |  |  |  |  | 0.028 |  |  |  | 0 | 1675942922.0142 | Import elektriciteit | 1675942922.0142
TRANSFORM MC | 8059 | 2050 | Import Kerosine | Import brandstof | Fossiel - Complex |  |  |  | 14 Koolstof | Import/export balans |  |  |  |  | 0.028 |  |  |  | 0 | 0 | Kerosine | 0
TRANSFORM MC | 8049 | 2050 | Import Kolen | Import brandstof | Fossiel - Complex |  |  |  | 14 Koolstof | Import/export balans |  |  |  |  | 0.028 |  |  |  | 0 | 1093709.94 | Kolen | 1093709.94
TRANSFORM MC | 8084 | 2050 | Import LNG for shipping | Import brandstof | Fossiel - Eenvoudig |  |  |  | 14 Koolstof | Import/export balans |  |  |  |  | 0.028 |  |  |  | 0 | 0 | LNG for shipping | 0
TRANSFORM MC | 8057 | 2050 | Import LPG | Import brandstof | Fossiel - Complex |  |  |  | 14 Koolstof | Import/export balans |  |  |  |  | 0.028 |  |  |  | 0 | 0 | LPG | 0
TRANSFORM MC | 8072 | 2050 | Import Methanol | Import brandstof | Fossiel - Complex |  |  |  | 14 Koolstof | Import/export balans |  |  |  |  | 0.028 |  |  |  | 0 | 734693.5498 | Methanol | 734693.5498
TRANSFORM MC | 8065 | 2050 | Import Methanol for shipping | Import brandstof | Fossiel - Complex |  |  |  | 14 Koolstof | Import/export balans |  |  |  |  | 0.028 |  |  |  | 0 | 235526.6008 | Methanol for shipping | 235526.6008
TRANSFORM MC | 8053 | 2050 | Import Naphta | Import brandstof | Fossiel - Complex |  |  |  | 14 Koolstof | Import/export balans |  |  |  |  | 0.028 |  |  |  | 0 | 1.3704 | Naphta | 1.3704
TRANSFORM MC | 8054 | 2050 | Import Olie | Import brandstof | Fossiel - Complex |  |  |  | 14 Koolstof | Import/export balans |  |  |  |  | 0.028 |  |  |  | 0 | 2502846202.6877 | Olie | 2502846202.6877
TRANSFORM MC | 8079 | 2050 | Import Oliegrondstoffen | Import brandstof | Fossiel - Complex |  |  |  | 14 Koolstof | Import/export balans |  |  |  |  | 0.028 |  |  |  | 0 | 0 | Oliegrondstoffen | 0
TRANSFORM MC | 8045 | 2050 | Import Overige olieproducten | Import brandstof | Fossiel - Complex |  |  |  | 14 Koolstof | Import/export balans |  |  |  |  | 0.028 |  |  |  | 0 | 982087154.8354 | Overige olieproducten | 982087154.8354
TRANSFORM MC | 8075 | 2050 | Import Plastic pyrolysis oil | Import brandstof | Fossiel - Complex |  |  |  | 14 Koolstof | Import/export balans |  |  |  |  | 0.028 |  |  |  | 0 | 2146314.3802 | Plastic pyrolysis oil | 2146314.3802
TRANSFORM MC | 8052 | 2050 | Import Restgassen | Import brandstof | Fossiel - Complex |  |  |  | 14 Koolstof | Import/export balans |  |  |  |  | 0.028 |  |  |  | 0 | 917.7578 | Restgassen | 917.7578
TRANSFORM MC | 8047 | 2050 | Import Synthetic LPG | Import brandstof | Synthetisch |  |  |  | 14 Koolstof | Import/export balans |  |  |  |  | 0.028 |  |  |  | 0 | 2822411.8317 | Synthetic LPG | 2822411.8317
TRANSFORM MC | 8070 | 2050 | Import Synthetic benzine | Import brandstof | Synthetisch |  |  |  | 14 Koolstof | Import/export balans |  |  |  |  | 0.028 |  |  |  | 0 | 1905042.5427 | Synthetic benzine | 1905042.5427
TRANSFORM MC | 8018 | 2050 | Import Synthetic diesel | Import brandstof | Synthetisch |  |  |  | 14 Koolstof | Import/export balans |  |  |  |  | 0.028 |  |  |  | 0 | 962925860.1933 | Synthetic diesel | 962925860.1933
TRANSFORM MC | 8020 | 2050 | Import Synthetic kerosine | Import brandstof | Synthetisch |  |  |  | 14 Koolstof | Import/export balans |  |  |  |  | 0.028 |  |  |  | 0 | 1873636225.2518 | Synthetic kerosine | 1873636225.2518
TRANSFORM MC | 8023 | 2050 | Import Synthetic methanol | Import brandstof | Synthetisch |  |  |  | 14 Koolstof | Import/export balans |  |  |  |  | 0.028 |  |  |  | 0 | 2385763.5238 | Synthetic methanol | 2385763.5238
TRANSFORM MC | 8029 | 2050 | Import Synthetic methanol for shipping | Import brandstof | Synthetisch |  |  |  | 14 Koolstof | Import/export balans |  |  |  |  | 0.028 |  |  |  | 0 | 100013742.9446 | Synthetic methanol for shipping | 100013742.9446
TRANSFORM MC | 8019 | 2050 | Import Synthetic naphtha | Import brandstof | Synthetisch |  |  |  | 14 Koolstof | Import/export balans |  |  |  |  | 0.028 |  |  |  | 0 | 1891741.107 | Synthetic naphtha | 1891741.107
TRANSFORM MC | 8005 | 2050 | Import Warmte | Import brandstof | Warmte |  |  |  | 12 Warmte | Import/export balans |  |  |  |  | 0.028 |  |  |  | 0 | 0 | Warmte | 0
TRANSFORM MC | 8006 | 2050 | Import Waterstof | Import brandstof | Waterstof |  |  |  | 13 Waterstof | Import/export balans |  |  |  |  | 0.028 |  |  |  | 0 | -5.1846e-13 | Waterstof | -5.1846e-13
TRANSFORM MC&I | 8007 | 2030 | Import Aardgas | Import brandstof | Fossiel - Eenvoudig |  |  |  | 14 Koolstof | Import/export balans |  |  |  |  | 0.028 |  |  |  | 0 | 3650451505.8444 | Aardgas | 3650451505.8444
TRANSFORM MC&I | 8031 | 2030 | Import Aardgas feedstock | Import brandstof | Fossiel - Eenvoudig |  |  |  | 14 Koolstof | Import/export balans |  |  |  |  | 0.028 |  |  |  | 0 | 472.7818 | Aardgas feedstock | 472.7818
TRANSFORM MC&I | 8028 | 2030 | Import Ammonia | Import brandstof | Waterstof |  |  |  | 13 Waterstof | Import/export balans |  |  |  |  | 0.028 |  |  |  | 0 | 119066361.8871 | Ammonia | 119066361.8871
TRANSFORM MC&I | 8081 | 2030 | Import Ammonia export | Import brandstof | Waterstof |  |  |  | 13 Waterstof | Import/export balans |  |  |  |  | 0.028 |  |  |  | 0 | 0 | Ammonia export | 0
TRANSFORM MC&I | 8087 | 2030 | Import Ammonia import | Import brandstof | Waterstof |  |  |  | 13 Waterstof | Import/export balans |  |  |  |  | 0.028 |  |  |  | 0 | 0 | Ammonia import | 0
TRANSFORM MC&I | 8089 | 2030 | Import Aromatics | Import brandstof | Fossiel - Complex |  |  |  | 14 Koolstof | Import/export balans |  |  |  |  | 0.028 |  |  |  | 0 | 383991630.504 | Aromatics | 383991630.504
TRANSFORM MC&I | 8060 | 2030 | Import Benzine | Import brandstof | Fossiel - Complex |  |  |  | 14 Koolstof | Import/export balans |  |  |  |  | 0.028 |  |  |  | 0 | 962677600.0695 | Benzine | 962677600.0695
TRANSFORM MC&I | 8078 | 2030 | Import Bio-DME | Import brandstof | Biobased - Complex |  |  |  | 14 Koolstof | Import/export balans |  |  |  |  | 0.028 |  |  |  | 0 | 600215465.8343 | Bio-DME | 600215465.8343
TRANSFORM MC&I | 8042 | 2030 | Import Bio-LNG for shipping | Import brandstof | Biobased - Eenvoudig |  |  |  | 14 Koolstof | Import/export balans |  |  |  |  | 0.028 |  |  |  | 0 | 0 | Bio-LNG for shipping | 0
TRANSFORM MC&I | 8044 | 2030 | Import Bio-LPG | Import brandstof | Biobased - Complex |  |  |  | 14 Koolstof | Import/export balans |  |  |  |  | 0.028 |  |  |  | 0 | 13955651.189 | Bio-LPG | 13955651.189
TRANSFORM MC&I | 8035 | 2030 | Import Bio-Methanol for shipping | Import brandstof | Biobased - Complex |  |  |  | 14 Koolstof | Import/export balans |  |  |  |  | 0.028 |  |  |  | 0 | 0 | Bio-Methanol for shipping | 0
TRANSFORM MC&I | 8090 | 2030 | Import Bio-aromatics | Import brandstof | Biobased - Complex |  |  |  | 14 Koolstof | Import/export balans |  |  |  |  | 0.028 |  |  |  | 0 | 5120.1697 | Bio-aromatics | 5120.1697
TRANSFORM MC&I | 8066 | 2030 | Import Bio-ethanol | Import brandstof | Biobased - Complex |  |  |  | 14 Koolstof | Import/export balans |  |  |  |  | 0.028 |  |  |  | 0 | 331355054.0406 | Bio-ethanol | 331355054.0406
TRANSFORM MC&I | 8067 | 2030 | Import BioHFO | Import brandstof | Biobased - Complex |  |  |  | 14 Koolstof | Import/export balans |  |  |  |  | 0.028 |  |  |  | 0 | 3013220.5259 | BioHFO | 3013220.5259
TRANSFORM MC&I | 8034 | 2030 | Import Biobenzine | Import brandstof | Biobased - Complex |  |  |  | 14 Koolstof | Import/export balans |  |  |  |  | 0.028 |  |  |  | 0 | 336515275.5074 | Biobenzine | 336515275.5074
TRANSFORM MC&I | 8015 | 2030 | Import Biodiesel | Import brandstof | Biobased - Complex |  |  |  | 14 Koolstof | Import/export balans |  |  |  |  | 0.028 |  |  |  | 0 | 794385043.8957 | Biodiesel | 794385043.8957
TRANSFORM MC&I | 8010 | 2030 | Import Biokerosine | Import brandstof | Biobased - Complex |  |  |  | 14 Koolstof | Import/export balans |  |  |  |  | 0.028 |  |  |  | 0 | 167628073.9727 | Biokerosine | 167628073.9727
TRANSFORM MC&I | 8091 | 2030 | Import Biomass Local Wood chips | Import brandstof | Biobased - Complex |  |  |  | 14 Koolstof | Import/export balans |  |  |  |  | 0.028 |  |  |  | 0 | 0 | Biomass Local Wood chips | 0
TRANSFORM MC&I | 8064 | 2030 | Import Biomass Pyrolysis Oil | Import brandstof | Biobased - Complex |  |  |  | 14 Koolstof | Import/export balans |  |  |  |  | 0.028 |  |  |  | 0 | 6777.2582 | Biomass Pyrolysis Oil | 6777.2582
TRANSFORM MC&I | 8092 | 2030 | Import Biomass Straw | Import brandstof | Biobased - Complex |  |  |  | 14 Koolstof | Import/export balans |  |  |  |  | 0.028 |  |  |  | 0 | 0 | Biomass Straw | 0
TRANSFORM MC&I | 8039 | 2030 | Import Biomassa (AWZ, RWZ en STRT) | Import brandstof | Biobased - Eenvoudig |  |  |  | 14 Koolstof | Import/export balans |  |  |  |  | 0.028 |  |  |  | 0 | 27638465.9705 | Biomassa (AWZ, RWZ en STRT) | 27638465.9705
TRANSFORM MC&I | 8038 | 2030 | Import Biomassa (GFT & VGI) | Import brandstof | Biobased - Eenvoudig |  |  |  | 14 Koolstof | Import/export balans |  |  |  |  | 0.028 |  |  |  | 0 | 104566453.0447 | Biomassa (GFT & VGI) | 104566453.0447
TRANSFORM MC&I | 8062 | 2030 | Import Biomassa (UCO buitenland) | Import brandstof | Biobased - Eenvoudig |  |  |  | 14 Koolstof | Import/export balans |  |  |  |  | 0.028 |  |  |  | 0 | 463060066.2684 | Biomassa (UCO buitenland) | 463060066.2684
TRANSFORM MC&I | 8030 | 2030 | Import Biomassa (afval biogeen) | Import brandstof | Biobased - Eenvoudig |  |  |  | 14 Koolstof | Import/export balans |  |  |  |  | 0.028 |  |  |  | 0 | 0 | Biomassa (afval biogeen) | 0
TRANSFORM MC&I | 8024 | 2030 | Import Biomassa (hout binnenland) | Import brandstof | Biobased - Eenvoudig |  |  |  | 14 Koolstof | Import/export balans |  |  |  |  | 0.028 |  |  |  | 0 | 231121645.2132 | Biomassa (hout binnenland) | 231121645.2132
TRANSFORM MC&I | 8004 | 2030 | Import Biomassa (hout buitenland) | Import brandstof | Biobased - Eenvoudig |  |  |  | 14 Koolstof | Import/export balans |  |  |  |  | 0.028 |  |  |  | 0 | 602824943.4714 | Biomassa (hout buitenland) | 602824943.4714
TRANSFORM MC&I | 8073 | 2030 | Import Biomassa (hout buitenland), expensive part | Import brandstof | Biobased - Eenvoudig |  |  |  | 14 Koolstof | Import/export balans |  |  |  |  | 0.028 |  |  |  | 0 | 6046.3977 | Biomassa (hout buitenland), expensive part | 6046.3977
TRANSFORM MC&I | 8003 | 2030 | Import Biomassa (hout) | Import brandstof | Biobased - Eenvoudig |  |  |  | 14 Koolstof | Import/export balans |  |  |  |  | 0.028 |  |  |  | 0 | 56396.0763 | Biomassa (hout) | 56396.0763
TRANSFORM MC&I | 8093 | 2030 | Import Biomassa (natte stromen) | Import brandstof | Biobased - Eenvoudig |  |  |  | 14 Koolstof | Import/export balans |  |  |  |  | 0.028 |  |  |  | 0 | 0 | Biomassa (natte stromen) | 0
TRANSFORM MC&I | 8027 | 2030 | Import Biomassa (suikers) | Import brandstof | Biobased - Eenvoudig |  |  |  | 14 Koolstof | Import/export balans |  |  |  |  | 0.028 |  |  |  | 0 | 1973.7312 | Biomassa (suikers) | 1973.7312
TRANSFORM MC&I | 8077 | 2030 | Import Biomassa (zetmeel) | Import brandstof | Biobased - Complex |  |  |  | 14 Koolstof | Import/export balans |  |  |  |  | 0.028 |  |  |  | 0 | 0 | Biomassa (zetmeel) | 0
TRANSFORM MC&I | 8033 | 2030 | Import Biomethanol | Import brandstof | Biobased - Complex |  |  |  | 14 Koolstof | Import/export balans |  |  |  |  | 0.028 |  |  |  | 0 | 85400.2259 | Biomethanol | 85400.2259
TRANSFORM MC&I | 8013 | 2030 | Import Bionaphta | Import brandstof | Biobased - Complex |  |  |  | 14 Koolstof | Import/export balans |  |  |  |  | 0.028 |  |  |  | 0 | 306891964.0981 | Bionaphta | 306891964.0981
TRANSFORM MC&I | 8063 | 2030 | Import Cokes | Import brandstof | Fossiel - Complex |  |  |  | 14 Koolstof | Import/export balans |  |  |  |  | 0.028 |  |  |  | 0 | 3500097.8736 | Cokes | 3500097.8736
TRANSFORM MC&I | 8071 | 2030 | Import Cokesovengas | Import brandstof | Fossiel - Eenvoudig |  |  |  | 14 Koolstof | Import/export balans |  |  |  |  | 0.028 |  |  |  | 0 | 0 | Cokesovengas | 0
TRANSFORM MC&I | 8056 | 2030 | Import Diesel | Import brandstof | Fossiel - Complex |  |  |  | 14 Koolstof | Import/export balans |  |  |  |  | 0.028 |  |  |  | 0 | -1.0216e-07 | Diesel | -1.0216e-07
TRANSFORM MC&I | 8050 | 2030 | Import E-inhoud mest | Import brandstof | Biobased - Eenvoudig |  |  |  | 14 Koolstof | Import/export balans |  |  |  |  | 0.028 |  |  |  | 0 | -87171900.519 | E-inhoud mest | -87171900.519
TRANSFORM MC&I | 8001 | 2030 | Import Elektriciteit | Import brandstof | Elektriciteit |  |  |  | 11 Elektriciteit | Import/export balans |  |  |  |  | 0.028 |  |  |  | 0 | 18788.4398 | Elektriciteit | 18788.4398
TRANSFORM MC&I | 8083 | 2030 | Import Export elektriciteit | Import brandstof | Elektriciteit |  |  |  | 11 Elektriciteit | Import/export balans |  |  |  |  | 0.028 |  |  |  | 0 | 0 | Export elektriciteit | 0
TRANSFORM MC&I | 8076 | 2030 | Import Gas transport | Import brandstof | Fossiel - Eenvoudig |  |  |  | 14 Koolstof | Import/export balans |  |  |  |  | 0.028 |  |  |  | 0 | 0 | Gas transport | 0
TRANSFORM MC&I | 8085 | 2030 | Import Gas winning | Import brandstof | Fossiel - Eenvoudig |  |  |  | 14 Koolstof | Import/export balans |  |  |  |  | 0.028 |  |  |  | 0 | 0 | Gas winning | 0
TRANSFORM MC&I | 8058 | 2030 | Import HFO | Import brandstof | Fossiel - Complex |  |  |  | 14 Koolstof | Import/export balans |  |  |  |  | 0.028 |  |  |  | 0 | 4372740807.3419 | HFO | 4372740807.3419
TRANSFORM MC&I | 8016 | 2030 | Import Heat100to200 | Import brandstof | Warmte |  |  |  | 12 Warmte | Import/export balans |  |  |  |  | 0.028 |  |  |  | 0 | 0 | Heat100to200 | 0
TRANSFORM MC&I | 8040 | 2030 | Import Heat200to400 | Import brandstof | Warmte |  |  |  | 12 Warmte | Import/export balans |  |  |  |  | 0.028 |  |  |  | 0 | 0 | Heat200to400 | 0
TRANSFORM MC&I | 8051 | 2030 | Import HeatDir200to400 | Import brandstof | Warmte |  |  |  | 12 Warmte | Import/export balans |  |  |  |  | 0.028 |  |  |  | 0 | 4.8372e-14 | HeatDir200to400 | 4.8372e-14
TRANSFORM MC&I | 8048 | 2030 | Import HeatHT400 | Import brandstof | Warmte |  |  |  | 12 Warmte | Import/export balans |  |  |  |  | 0.028 |  |  |  | 0 | -4.8372e-14 | HeatHT400 | -4.8372e-14
TRANSFORM MC&I | 8055 | 2030 | Import Hoogovengas | Import brandstof | Fossiel - Eenvoudig |  |  |  | 14 Koolstof | Import/export balans |  |  |  |  | 0.028 |  |  |  | 0 | 0 | Hoogovengas | 0
TRANSFORM MC&I | 8095 | 2030 | Import Hydrogen export | Import brandstof | Waterstof |  |  |  | 13 Waterstof | Import/export balans |  |  |  |  | 0.028 |  |  |  | 0 | 0 | Hydrogen export | 0
TRANSFORM MC&I | 8080 | 2030 | Import Hydrogen import | Import brandstof | Waterstof |  |  |  | 13 Waterstof | Import/export balans |  |  |  |  | 0.028 |  |  |  | 0 | 149.3959 | Hydrogen import | 149.3959
TRANSFORM MC&I | 8037 | 2030 | Import Import elektriciteit | Import brandstof | Elektriciteit |  |  |  | 11 Elektriciteit | Import/export balans |  |  |  |  | 0.028 |  |  |  | 0 | 7315321664.3541 | Import elektriciteit | 7315321664.3541
TRANSFORM MC&I | 8059 | 2030 | Import Kerosine | Import brandstof | Fossiel - Complex |  |  |  | 14 Koolstof | Import/export balans |  |  |  |  | 0.028 |  |  |  | 0 | 452550384.9362 | Kerosine | 452550384.9362
TRANSFORM MC&I | 8049 | 2030 | Import Kolen | Import brandstof | Fossiel - Complex |  |  |  | 14 Koolstof | Import/export balans |  |  |  |  | 0.028 |  |  |  | 0 | 1324414.5664 | Kolen | 1324414.5664
TRANSFORM MC&I | 8084 | 2030 | Import LNG for shipping | Import brandstof | Fossiel - Eenvoudig |  |  |  | 14 Koolstof | Import/export balans |  |  |  |  | 0.028 |  |  |  | 0 | 256188231.1938 | LNG for shipping | 256188231.1938
TRANSFORM MC&I | 8057 | 2030 | Import LPG | Import brandstof | Fossiel - Complex |  |  |  | 14 Koolstof | Import/export balans |  |  |  |  | 0.028 |  |  |  | 0 | 0 | LPG | 0
TRANSFORM MC&I | 8072 | 2030 | Import Methanol | Import brandstof | Fossiel - Complex |  |  |  | 14 Koolstof | Import/export balans |  |  |  |  | 0.028 |  |  |  | 0 | 714819.855 | Methanol | 714819.855
TRANSFORM MC&I | 8065 | 2030 | Import Methanol for shipping | Import brandstof | Fossiel - Complex |  |  |  | 14 Koolstof | Import/export balans |  |  |  |  | 0.028 |  |  |  | 0 | 713568.8876 | Methanol for shipping | 713568.8876
TRANSFORM MC&I | 8053 | 2030 | Import Naphta | Import brandstof | Fossiel - Complex |  |  |  | 14 Koolstof | Import/export balans |  |  |  |  | 0.028 |  |  |  | 0 | -5.2368e-14 | Naphta | -5.2368e-14
TRANSFORM MC&I | 8054 | 2030 | Import Olie | Import brandstof | Fossiel - Complex |  |  |  | 14 Koolstof | Import/export balans |  |  |  |  | 0.028 |  |  |  | 0 | 10288379943.8328 | Olie | 10288379943.8328
TRANSFORM MC&I | 8079 | 2030 | Import Oliegrondstoffen | Import brandstof | Fossiel - Complex |  |  |  | 14 Koolstof | Import/export balans |  |  |  |  | 0.028 |  |  |  | 0 | 0 | Oliegrondstoffen | 0
TRANSFORM MC&I | 8045 | 2030 | Import Overige olieproducten | Import brandstof | Fossiel - Complex |  |  |  | 14 Koolstof | Import/export balans |  |  |  |  | 0.028 |  |  |  | 0 | 133058599.2182 | Overige olieproducten | 133058599.2182
TRANSFORM MC&I | 8075 | 2030 | Import Plastic pyrolysis oil | Import brandstof | Fossiel - Complex |  |  |  | 14 Koolstof | Import/export balans |  |  |  |  | 0.028 |  |  |  | 0 | 48835.2849 | Plastic pyrolysis oil | 48835.2849
TRANSFORM MC&I | 8052 | 2030 | Import Restgassen | Import brandstof | Fossiel - Complex |  |  |  | 14 Koolstof | Import/export balans |  |  |  |  | 0.028 |  |  |  | 0 | 9623.0152 | Restgassen | 9623.0152
TRANSFORM MC&I | 8047 | 2030 | Import Synthetic LPG | Import brandstof | Synthetisch |  |  |  | 14 Koolstof | Import/export balans |  |  |  |  | 0.028 |  |  |  | 0 | 13932753.6783 | Synthetic LPG | 13932753.6783
TRANSFORM MC&I | 8070 | 2030 | Import Synthetic benzine | Import brandstof | Synthetisch |  |  |  | 14 Koolstof | Import/export balans |  |  |  |  | 0.028 |  |  |  | 0 | 212347177.7415 | Synthetic benzine | 212347177.7415
TRANSFORM MC&I | 8018 | 2030 | Import Synthetic diesel | Import brandstof | Synthetisch |  |  |  | 14 Koolstof | Import/export balans |  |  |  |  | 0.028 |  |  |  | 0 | 22235329.5459 | Synthetic diesel | 22235329.5459
TRANSFORM MC&I | 8020 | 2030 | Import Synthetic kerosine | Import brandstof | Synthetisch |  |  |  | 14 Koolstof | Import/export balans |  |  |  |  | 0.028 |  |  |  | 0 | 29533790.3264 | Synthetic kerosine | 29533790.3264
TRANSFORM MC&I | 8023 | 2030 | Import Synthetic methanol | Import brandstof | Synthetisch |  |  |  | 14 Koolstof | Import/export balans |  |  |  |  | 0.028 |  |  |  | 0 | 1567.8306 | Synthetic methanol | 1567.8306
TRANSFORM MC&I | 8029 | 2030 | Import Synthetic methanol for shipping | Import brandstof | Synthetisch |  |  |  | 14 Koolstof | Import/export balans |  |  |  |  | 0.028 |  |  |  | 0 | 201171400.5559 | Synthetic methanol for shipping | 201171400.5559
TRANSFORM MC&I | 8019 | 2030 | Import Synthetic naphtha | Import brandstof | Synthetisch |  |  |  | 14 Koolstof | Import/export balans |  |  |  |  | 0.028 |  |  |  | 0 | 519601050.6212 | Synthetic naphtha | 519601050.6212
TRANSFORM MC&I | 8005 | 2030 | Import Warmte | Import brandstof | Warmte |  |  |  | 12 Warmte | Import/export balans |  |  |  |  | 0.028 |  |  |  | 0 | -1.5479e-12 | Warmte | -1.5479e-12
TRANSFORM MC&I | 8006 | 2030 | Import Waterstof | Import brandstof | Waterstof |  |  |  | 13 Waterstof | Import/export balans |  |  |  |  | 0.028 |  |  |  | 0 | 0 | Waterstof | 0
TRANSFORM MC&I | 8007 | 2035 | Import Aardgas | Import brandstof | Fossiel - Eenvoudig |  |  |  | 14 Koolstof | Import/export balans |  |  |  |  | 0.028 |  |  |  | 0 | 2159512056.9213 | Aardgas | 2159512056.9213
TRANSFORM MC&I | 8031 | 2035 | Import Aardgas feedstock | Import brandstof | Fossiel - Eenvoudig |  |  |  | 14 Koolstof | Import/export balans |  |  |  |  | 0.028 |  |  |  | 0 | 13.0151 | Aardgas feedstock | 13.0151
TRANSFORM MC&I | 8028 | 2035 | Import Ammonia | Import brandstof | Waterstof |  |  |  | 13 Waterstof | Import/export balans |  |  |  |  | 0.028 |  |  |  | 0 | 107203477.7772 | Ammonia | 107203477.7772
TRANSFORM MC&I | 8081 | 2035 | Import Ammonia export | Import brandstof | Waterstof |  |  |  | 13 Waterstof | Import/export balans |  |  |  |  | 0.028 |  |  |  | 0 | 0 | Ammonia export | 0
TRANSFORM MC&I | 8087 | 2035 | Import Ammonia import | Import brandstof | Waterstof |  |  |  | 13 Waterstof | Import/export balans |  |  |  |  | 0.028 |  |  |  | 0 | 0 | Ammonia import | 0
TRANSFORM MC&I | 8089 | 2035 | Import Aromatics | Import brandstof | Fossiel - Complex |  |  |  | 14 Koolstof | Import/export balans |  |  |  |  | 0.028 |  |  |  | 0 | 509191919.8267 | Aromatics | 509191919.8267
TRANSFORM MC&I | 8060 | 2035 | Import Benzine | Import brandstof | Fossiel - Complex |  |  |  | 14 Koolstof | Import/export balans |  |  |  |  | 0.028 |  |  |  | 0 | 643093460.9906 | Benzine | 643093460.9906
TRANSFORM MC&I | 8078 | 2035 | Import Bio-DME | Import brandstof | Biobased - Complex |  |  |  | 14 Koolstof | Import/export balans |  |  |  |  | 0.028 |  |  |  | 0 | 111211490.2809 | Bio-DME | 111211490.2809
TRANSFORM MC&I | 8042 | 2035 | Import Bio-LNG for shipping | Import brandstof | Biobased - Eenvoudig |  |  |  | 14 Koolstof | Import/export balans |  |  |  |  | 0.028 |  |  |  | 0 | 1.2093e-12 | Bio-LNG for shipping | 1.2093e-12
TRANSFORM MC&I | 8044 | 2035 | Import Bio-LPG | Import brandstof | Biobased - Complex |  |  |  | 14 Koolstof | Import/export balans |  |  |  |  | 0.028 |  |  |  | 0 | 23.429 | Bio-LPG | 23.429
TRANSFORM MC&I | 8035 | 2035 | Import Bio-Methanol for shipping | Import brandstof | Biobased - Complex |  |  |  | 14 Koolstof | Import/export balans |  |  |  |  | 0.028 |  |  |  | 0 | 0 | Bio-Methanol for shipping | 0
TRANSFORM MC&I | 8090 | 2035 | Import Bio-aromatics | Import brandstof | Biobased - Complex |  |  |  | 14 Koolstof | Import/export balans |  |  |  |  | 0.028 |  |  |  | 0 | 179.0998 | Bio-aromatics | 179.0998
TRANSFORM MC&I | 8066 | 2035 | Import Bio-ethanol | Import brandstof | Biobased - Complex |  |  |  | 14 Koolstof | Import/export balans |  |  |  |  | 0.028 |  |  |  | 0 | 205350506.6087 | Bio-ethanol | 205350506.6087
TRANSFORM MC&I | 8067 | 2035 | Import BioHFO | Import brandstof | Biobased - Complex |  |  |  | 14 Koolstof | Import/export balans |  |  |  |  | 0.028 |  |  |  | 0 | 4461515.2826 | BioHFO | 4461515.2826
TRANSFORM MC&I | 8034 | 2035 | Import Biobenzine | Import brandstof | Biobased - Complex |  |  |  | 14 Koolstof | Import/export balans |  |  |  |  | 0.028 |  |  |  | 0 | 752778323.5208 | Biobenzine | 752778323.5208
TRANSFORM MC&I | 8015 | 2035 | Import Biodiesel | Import brandstof | Biobased - Complex |  |  |  | 14 Koolstof | Import/export balans |  |  |  |  | 0.028 |  |  |  | 0 | 2166094618.631 | Biodiesel | 2166094618.631
TRANSFORM MC&I | 8010 | 2035 | Import Biokerosine | Import brandstof | Biobased - Complex |  |  |  | 14 Koolstof | Import/export balans |  |  |  |  | 0.028 |  |  |  | 0 | 881940237.2648 | Biokerosine | 881940237.2648
TRANSFORM MC&I | 8091 | 2035 | Import Biomass Local Wood chips | Import brandstof | Biobased - Complex |  |  |  | 14 Koolstof | Import/export balans |  |  |  |  | 0.028 |  |  |  | 0 | 0 | Biomass Local Wood chips | 0
TRANSFORM MC&I | 8064 | 2035 | Import Biomass Pyrolysis Oil | Import brandstof | Biobased - Complex |  |  |  | 14 Koolstof | Import/export balans |  |  |  |  | 0.028 |  |  |  | 0 | 700497.3418 | Biomass Pyrolysis Oil | 700497.3418
TRANSFORM MC&I | 8092 | 2035 | Import Biomass Straw | Import brandstof | Biobased - Complex |  |  |  | 14 Koolstof | Import/export balans |  |  |  |  | 0.028 |  |  |  | 0 | 0 | Biomass Straw | 0
TRANSFORM MC&I | 8039 | 2035 | Import Biomassa (AWZ, RWZ en STRT) | Import brandstof | Biobased - Eenvoudig |  |  |  | 14 Koolstof | Import/export balans |  |  |  |  | 0.028 |  |  |  | 0 | 88582564.1215 | Biomassa (AWZ, RWZ en STRT) | 88582564.1215
TRANSFORM MC&I | 8038 | 2035 | Import Biomassa (GFT & VGI) | Import brandstof | Biobased - Eenvoudig |  |  |  | 14 Koolstof | Import/export balans |  |  |  |  | 0.028 |  |  |  | 0 | 463951137.1083 | Biomassa (GFT & VGI) | 463951137.1083
TRANSFORM MC&I | 8062 | 2035 | Import Biomassa (UCO buitenland) | Import brandstof | Biobased - Eenvoudig |  |  |  | 14 Koolstof | Import/export balans |  |  |  |  | 0.028 |  |  |  | 0 | 650754757.6558 | Biomassa (UCO buitenland) | 650754757.6558
TRANSFORM MC&I | 8030 | 2035 | Import Biomassa (afval biogeen) | Import brandstof | Biobased - Eenvoudig |  |  |  | 14 Koolstof | Import/export balans |  |  |  |  | 0.028 |  |  |  | 0 | 0 | Biomassa (afval biogeen) | 0
TRANSFORM MC&I | 8024 | 2035 | Import Biomassa (hout binnenland) | Import brandstof | Biobased - Eenvoudig |  |  |  | 14 Koolstof | Import/export balans |  |  |  |  | 0.028 |  |  |  | 0 | 252533033.3815 | Biomassa (hout binnenland) | 252533033.3815
TRANSFORM MC&I | 8004 | 2035 | Import Biomassa (hout buitenland) | Import brandstof | Biobased - Eenvoudig |  |  |  | 14 Koolstof | Import/export balans |  |  |  |  | 0.028 |  |  |  | 0 | 1067916138.1589 | Biomassa (hout buitenland) | 1067916138.1589
TRANSFORM MC&I | 8073 | 2035 | Import Biomassa (hout buitenland), expensive part | Import brandstof | Biobased - Eenvoudig |  |  |  | 14 Koolstof | Import/export balans |  |  |  |  | 0.028 |  |  |  | 0 | 174.158 | Biomassa (hout buitenland), expensive part | 174.158
TRANSFORM MC&I | 8003 | 2035 | Import Biomassa (hout) | Import brandstof | Biobased - Eenvoudig |  |  |  | 14 Koolstof | Import/export balans |  |  |  |  | 0.028 |  |  |  | 0 | 1746.8856 | Biomassa (hout) | 1746.8856
TRANSFORM MC&I | 8093 | 2035 | Import Biomassa (natte stromen) | Import brandstof | Biobased - Eenvoudig |  |  |  | 14 Koolstof | Import/export balans |  |  |  |  | 0.028 |  |  |  | 0 | 0 | Biomassa (natte stromen) | 0
TRANSFORM MC&I | 8027 | 2035 | Import Biomassa (suikers) | Import brandstof | Biobased - Eenvoudig |  |  |  | 14 Koolstof | Import/export balans |  |  |  |  | 0.028 |  |  |  | 0 | 53.0117 | Biomassa (suikers) | 53.0117
TRANSFORM MC&I | 8077 | 2035 | Import Biomassa (zetmeel) | Import brandstof | Biobased - Complex |  |  |  | 14 Koolstof | Import/export balans |  |  |  |  | 0.028 |  |  |  | 0 | 0 | Biomassa (zetmeel) | 0
TRANSFORM MC&I | 8033 | 2035 | Import Biomethanol | Import brandstof | Biobased - Complex |  |  |  | 14 Koolstof | Import/export balans |  |  |  |  | 0.028 |  |  |  | 0 | 1504.6744 | Biomethanol | 1504.6744
TRANSFORM MC&I | 8013 | 2035 | Import Bionaphta | Import brandstof | Biobased - Complex |  |  |  | 14 Koolstof | Import/export balans |  |  |  |  | 0.028 |  |  |  | 0 | 1246.4835 | Bionaphta | 1246.4835
TRANSFORM MC&I | 8063 | 2035 | Import Cokes | Import brandstof | Fossiel - Complex |  |  |  | 14 Koolstof | Import/export balans |  |  |  |  | 0.028 |  |  |  | 0 | 2748915.5949 | Cokes | 2748915.5949
TRANSFORM MC&I | 8071 | 2035 | Import Cokesovengas | Import brandstof | Fossiel - Eenvoudig |  |  |  | 14 Koolstof | Import/export balans |  |  |  |  | 0.028 |  |  |  | 0 | 0 | Cokesovengas | 0
TRANSFORM MC&I | 8056 | 2035 | Import Diesel | Import brandstof | Fossiel - Complex |  |  |  | 14 Koolstof | Import/export balans |  |  |  |  | 0.028 |  |  |  | 0 | 245108189.9995 | Diesel | 245108189.9995
TRANSFORM MC&I | 8050 | 2035 | Import E-inhoud mest | Import brandstof | Biobased - Eenvoudig |  |  |  | 14 Koolstof | Import/export balans |  |  |  |  | 0.028 |  |  |  | 0 | -476250017.8397 | E-inhoud mest | -476250017.8397
TRANSFORM MC&I | 8001 | 2035 | Import Elektriciteit | Import brandstof | Elektriciteit |  |  |  | 11 Elektriciteit | Import/export balans |  |  |  |  | 0.028 |  |  |  | 0 | 326.1901 | Elektriciteit | 326.1901
TRANSFORM MC&I | 8083 | 2035 | Import Export elektriciteit | Import brandstof | Elektriciteit |  |  |  | 11 Elektriciteit | Import/export balans |  |  |  |  | 0.028 |  |  |  | 0 | 0 | Export elektriciteit | 0
TRANSFORM MC&I | 8076 | 2035 | Import Gas transport | Import brandstof | Fossiel - Eenvoudig |  |  |  | 14 Koolstof | Import/export balans |  |  |  |  | 0.028 |  |  |  | 0 | 0 | Gas transport | 0
TRANSFORM MC&I | 8085 | 2035 | Import Gas winning | Import brandstof | Fossiel - Eenvoudig |  |  |  | 14 Koolstof | Import/export balans |  |  |  |  | 0.028 |  |  |  | 0 | 0 | Gas winning | 0
TRANSFORM MC&I | 8058 | 2035 | Import HFO | Import brandstof | Fossiel - Complex |  |  |  | 14 Koolstof | Import/export balans |  |  |  |  | 0.028 |  |  |  | 0 | 1234883592.5282 | HFO | 1234883592.5282
TRANSFORM MC&I | 8016 | 2035 | Import Heat100to200 | Import brandstof | Warmte |  |  |  | 12 Warmte | Import/export balans |  |  |  |  | 0.028 |  |  |  | 0 | -2.4363e-14 | Heat100to200 | -2.4363e-14
TRANSFORM MC&I | 8040 | 2035 | Import Heat200to400 | Import brandstof | Warmte |  |  |  | 12 Warmte | Import/export balans |  |  |  |  | 0.028 |  |  |  | 0 | -4.8726e-14 | Heat200to400 | -4.8726e-14
TRANSFORM MC&I | 8051 | 2035 | Import HeatDir200to400 | Import brandstof | Warmte |  |  |  | 12 Warmte | Import/export balans |  |  |  |  | 0.028 |  |  |  | 0 | -3.0454e-15 | HeatDir200to400 | -3.0454e-15
TRANSFORM MC&I | 8048 | 2035 | Import HeatHT400 | Import brandstof | Warmte |  |  |  | 12 Warmte | Import/export balans |  |  |  |  | 0.028 |  |  |  | 0 | -3.0454e-15 | HeatHT400 | -3.0454e-15
TRANSFORM MC&I | 8055 | 2035 | Import Hoogovengas | Import brandstof | Fossiel - Eenvoudig |  |  |  | 14 Koolstof | Import/export balans |  |  |  |  | 0.028 |  |  |  | 0 | 0 | Hoogovengas | 0
TRANSFORM MC&I | 8095 | 2035 | Import Hydrogen export | Import brandstof | Waterstof |  |  |  | 13 Waterstof | Import/export balans |  |  |  |  | 0.028 |  |  |  | 0 | 0 | Hydrogen export | 0
TRANSFORM MC&I | 8080 | 2035 | Import Hydrogen import | Import brandstof | Waterstof |  |  |  | 13 Waterstof | Import/export balans |  |  |  |  | 0.028 |  |  |  | 0 | 7961460209.5683 | Hydrogen import | 7961460209.5683
TRANSFORM MC&I | 8037 | 2035 | Import Import elektriciteit | Import brandstof | Elektriciteit |  |  |  | 11 Elektriciteit | Import/export balans |  |  |  |  | 0.028 |  |  |  | 0 | 1870041907.219 | Import elektriciteit | 1870041907.219
TRANSFORM MC&I | 8059 | 2035 | Import Kerosine | Import brandstof | Fossiel - Complex |  |  |  | 14 Koolstof | Import/export balans |  |  |  |  | 0.028 |  |  |  | 0 | 228068679.5626 | Kerosine | 228068679.5626
TRANSFORM MC&I | 8049 | 2035 | Import Kolen | Import brandstof | Fossiel - Complex |  |  |  | 14 Koolstof | Import/export balans |  |  |  |  | 0.028 |  |  |  | 0 | 1145121.2607 | Kolen | 1145121.2607
TRANSFORM MC&I | 8084 | 2035 | Import LNG for shipping | Import brandstof | Fossiel - Eenvoudig |  |  |  | 14 Koolstof | Import/export balans |  |  |  |  | 0.028 |  |  |  | 0 | 840697166.1339 | LNG for shipping | 840697166.1339
TRANSFORM MC&I | 8057 | 2035 | Import LPG | Import brandstof | Fossiel - Complex |  |  |  | 14 Koolstof | Import/export balans |  |  |  |  | 0.028 |  |  |  | 0 | 0 | LPG | 0
TRANSFORM MC&I | 8072 | 2035 | Import Methanol | Import brandstof | Fossiel - Complex |  |  |  | 14 Koolstof | Import/export balans |  |  |  |  | 0.028 |  |  |  | 0 | 719078.991 | Methanol | 719078.991
TRANSFORM MC&I | 8065 | 2035 | Import Methanol for shipping | Import brandstof | Fossiel - Complex |  |  |  | 14 Koolstof | Import/export balans |  |  |  |  | 0.028 |  |  |  | 0 | 719060.2173 | Methanol for shipping | 719060.2173
TRANSFORM MC&I | 8053 | 2035 | Import Naphta | Import brandstof | Fossiel - Complex |  |  |  | 14 Koolstof | Import/export balans |  |  |  |  | 0.028 |  |  |  | 0 | 99.0217 | Naphta | 99.0217
TRANSFORM MC&I | 8054 | 2035 | Import Olie | Import brandstof | Fossiel - Complex |  |  |  | 14 Koolstof | Import/export balans |  |  |  |  | 0.028 |  |  |  | 0 | 8298448740.3409 | Olie | 8298448740.3409
TRANSFORM MC&I | 8079 | 2035 | Import Oliegrondstoffen | Import brandstof | Fossiel - Complex |  |  |  | 14 Koolstof | Import/export balans |  |  |  |  | 0.028 |  |  |  | 0 | 0 | Oliegrondstoffen | 0
TRANSFORM MC&I | 8045 | 2035 | Import Overige olieproducten | Import brandstof | Fossiel - Complex |  |  |  | 14 Koolstof | Import/export balans |  |  |  |  | 0.028 |  |  |  | 0 | 592324929.5584 | Overige olieproducten | 592324929.5584
TRANSFORM MC&I | 8075 | 2035 | Import Plastic pyrolysis oil | Import brandstof | Fossiel - Complex |  |  |  | 14 Koolstof | Import/export balans |  |  |  |  | 0.028 |  |  |  | 0 | 1299658.9569 | Plastic pyrolysis oil | 1299658.9569
TRANSFORM MC&I | 8052 | 2035 | Import Restgassen | Import brandstof | Fossiel - Complex |  |  |  | 14 Koolstof | Import/export balans |  |  |  |  | 0.028 |  |  |  | 0 | 264.9115 | Restgassen | 264.9115
TRANSFORM MC&I | 8047 | 2035 | Import Synthetic LPG | Import brandstof | Synthetisch |  |  |  | 14 Koolstof | Import/export balans |  |  |  |  | 0.028 |  |  |  | 0 | 2943347.2412 | Synthetic LPG | 2943347.2412
TRANSFORM MC&I | 8070 | 2035 | Import Synthetic benzine | Import brandstof | Synthetisch |  |  |  | 14 Koolstof | Import/export balans |  |  |  |  | 0.028 |  |  |  | 0 | 20899.8125 | Synthetic benzine | 20899.8125
TRANSFORM MC&I | 8018 | 2035 | Import Synthetic diesel | Import brandstof | Synthetisch |  |  |  | 14 Koolstof | Import/export balans |  |  |  |  | 0.028 |  |  |  | 0 | 481815368.4822 | Synthetic diesel | 481815368.4822
TRANSFORM MC&I | 8020 | 2035 | Import Synthetic kerosine | Import brandstof | Synthetisch |  |  |  | 14 Koolstof | Import/export balans |  |  |  |  | 0.028 |  |  |  | 0 | 196828298.0917 | Synthetic kerosine | 196828298.0917
TRANSFORM MC&I | 8023 | 2035 | Import Synthetic methanol | Import brandstof | Synthetisch |  |  |  | 14 Koolstof | Import/export balans |  |  |  |  | 0.028 |  |  |  | 0 | 45.1431 | Synthetic methanol | 45.1431
TRANSFORM MC&I | 8029 | 2035 | Import Synthetic methanol for shipping | Import brandstof | Synthetisch |  |  |  | 14 Koolstof | Import/export balans |  |  |  |  | 0.028 |  |  |  | 0 | 39390685.1613 | Synthetic methanol for shipping | 39390685.1613
TRANSFORM MC&I | 8019 | 2035 | Import Synthetic naphtha | Import brandstof | Synthetisch |  |  |  | 14 Koolstof | Import/export balans |  |  |  |  | 0.028 |  |  |  | 0 | 2769.0984 | Synthetic naphtha | 2769.0984
TRANSFORM MC&I | 8005 | 2035 | Import Warmte | Import brandstof | Warmte |  |  |  | 12 Warmte | Import/export balans |  |  |  |  | 0.028 |  |  |  | 0 | -2.4363e-14 | Warmte | -2.4363e-14
TRANSFORM MC&I | 8006 | 2035 | Import Waterstof | Import brandstof | Waterstof |  |  |  | 13 Waterstof | Import/export balans |  |  |  |  | 0.028 |  |  |  | 0 | -1.2414e-13 | Waterstof | -1.2414e-13
TRANSFORM MC&I | 8007 | 2040 | Import Aardgas | Import brandstof | Fossiel - Eenvoudig |  |  |  | 14 Koolstof | Import/export balans |  |  |  |  | 0.028 |  |  |  | 0 | 988960966.0347 | Aardgas | 988960966.0347
TRANSFORM MC&I | 8031 | 2040 | Import Aardgas feedstock | Import brandstof | Fossiel - Eenvoudig |  |  |  | 14 Koolstof | Import/export balans |  |  |  |  | 0.028 |  |  |  | 0 | 26.5694 | Aardgas feedstock | 26.5694
TRANSFORM MC&I | 8028 | 2040 | Import Ammonia | Import brandstof | Waterstof |  |  |  | 13 Waterstof | Import/export balans |  |  |  |  | 0.028 |  |  |  | 0 | 1194003267.8459 | Ammonia | 1194003267.8459
TRANSFORM MC&I | 8081 | 2040 | Import Ammonia export | Import brandstof | Waterstof |  |  |  | 13 Waterstof | Import/export balans |  |  |  |  | 0.028 |  |  |  | 0 | 0 | Ammonia export | 0
TRANSFORM MC&I | 8087 | 2040 | Import Ammonia import | Import brandstof | Waterstof |  |  |  | 13 Waterstof | Import/export balans |  |  |  |  | 0.028 |  |  |  | 0 | 0 | Ammonia import | 0
TRANSFORM MC&I | 8089 | 2040 | Import Aromatics | Import brandstof | Fossiel - Complex |  |  |  | 14 Koolstof | Import/export balans |  |  |  |  | 0.028 |  |  |  | 0 | 540546679.6573 | Aromatics | 540546679.6573
TRANSFORM MC&I | 8060 | 2040 | Import Benzine | Import brandstof | Fossiel - Complex |  |  |  | 14 Koolstof | Import/export balans |  |  |  |  | 0.028 |  |  |  | 0 | 5.048e-08 | Benzine | 5.048e-08
TRANSFORM MC&I | 8078 | 2040 | Import Bio-DME | Import brandstof | Biobased - Complex |  |  |  | 14 Koolstof | Import/export balans |  |  |  |  | 0.028 |  |  |  | 0 | 1931.1952 | Bio-DME | 1931.1952
TRANSFORM MC&I | 8042 | 2040 | Import Bio-LNG for shipping | Import brandstof | Biobased - Eenvoudig |  |  |  | 14 Koolstof | Import/export balans |  |  |  |  | 0.028 |  |  |  | 0 | 0 | Bio-LNG for shipping | 0
TRANSFORM MC&I | 8044 | 2040 | Import Bio-LPG | Import brandstof | Biobased - Complex |  |  |  | 14 Koolstof | Import/export balans |  |  |  |  | 0.028 |  |  |  | 0 | 0 | Bio-LPG | 0
TRANSFORM MC&I | 8035 | 2040 | Import Bio-Methanol for shipping | Import brandstof | Biobased - Complex |  |  |  | 14 Koolstof | Import/export balans |  |  |  |  | 0.028 |  |  |  | 0 | 0 | Bio-Methanol for shipping | 0
TRANSFORM MC&I | 8090 | 2040 | Import Bio-aromatics | Import brandstof | Biobased - Complex |  |  |  | 14 Koolstof | Import/export balans |  |  |  |  | 0.028 |  |  |  | 0 | 588.7799 | Bio-aromatics | 588.7799
TRANSFORM MC&I | 8066 | 2040 | Import Bio-ethanol | Import brandstof | Biobased - Complex |  |  |  | 14 Koolstof | Import/export balans |  |  |  |  | 0.028 |  |  |  | 0 | 29024682.2503 | Bio-ethanol | 29024682.2503
TRANSFORM MC&I | 8067 | 2040 | Import BioHFO | Import brandstof | Biobased - Complex |  |  |  | 14 Koolstof | Import/export balans |  |  |  |  | 0.028 |  |  |  | 0 | 5911793.8047 | BioHFO | 5911793.8047
TRANSFORM MC&I | 8034 | 2040 | Import Biobenzine | Import brandstof | Biobased - Complex |  |  |  | 14 Koolstof | Import/export balans |  |  |  |  | 0.028 |  |  |  | 0 | 686736501.923 | Biobenzine | 686736501.923
TRANSFORM MC&I | 8015 | 2040 | Import Biodiesel | Import brandstof | Biobased - Complex |  |  |  | 14 Koolstof | Import/export balans |  |  |  |  | 0.028 |  |  |  | 0 | 2303384147.5785 | Biodiesel | 2303384147.5785
TRANSFORM MC&I | 8010 | 2040 | Import Biokerosine | Import brandstof | Biobased - Complex |  |  |  | 14 Koolstof | Import/export balans |  |  |  |  | 0.028 |  |  |  | 0 | 1502013956.61 | Biokerosine | 1502013956.61
TRANSFORM MC&I | 8091 | 2040 | Import Biomass Local Wood chips | Import brandstof | Biobased - Complex |  |  |  | 14 Koolstof | Import/export balans |  |  |  |  | 0.028 |  |  |  | 0 | 0 | Biomass Local Wood chips | 0
TRANSFORM MC&I | 8064 | 2040 | Import Biomass Pyrolysis Oil | Import brandstof | Biobased - Complex |  |  |  | 14 Koolstof | Import/export balans |  |  |  |  | 0.028 |  |  |  | 0 | 93755065.7713 | Biomass Pyrolysis Oil | 93755065.7713
TRANSFORM MC&I | 8092 | 2040 | Import Biomass Straw | Import brandstof | Biobased - Complex |  |  |  | 14 Koolstof | Import/export balans |  |  |  |  | 0.028 |  |  |  | 0 | 0 | Biomass Straw | 0
TRANSFORM MC&I | 8039 | 2040 | Import Biomassa (AWZ, RWZ en STRT) | Import brandstof | Biobased - Eenvoudig |  |  |  | 14 Koolstof | Import/export balans |  |  |  |  | 0.028 |  |  |  | 0 | 75826728.4429 | Biomassa (AWZ, RWZ en STRT) | 75826728.4429
TRANSFORM MC&I | 8038 | 2040 | Import Biomassa (GFT & VGI) | Import brandstof | Biobased - Eenvoudig |  |  |  | 14 Koolstof | Import/export balans |  |  |  |  | 0.028 |  |  |  | 0 | 507406696.1339 | Biomassa (GFT & VGI) | 507406696.1339
TRANSFORM MC&I | 8062 | 2040 | Import Biomassa (UCO buitenland) | Import brandstof | Biobased - Eenvoudig |  |  |  | 14 Koolstof | Import/export balans |  |  |  |  | 0.028 |  |  |  | 0 | 699358063.4343 | Biomassa (UCO buitenland) | 699358063.4343
TRANSFORM MC&I | 8030 | 2040 | Import Biomassa (afval biogeen) | Import brandstof | Biobased - Eenvoudig |  |  |  | 14 Koolstof | Import/export balans |  |  |  |  | 0.028 |  |  |  | 0 | 0 | Biomassa (afval biogeen) | 0
TRANSFORM MC&I | 8024 | 2040 | Import Biomassa (hout binnenland) | Import brandstof | Biobased - Eenvoudig |  |  |  | 14 Koolstof | Import/export balans |  |  |  |  | 0.028 |  |  |  | 0 | 273944819.3071 | Biomassa (hout binnenland) | 273944819.3071
TRANSFORM MC&I | 8004 | 2040 | Import Biomassa (hout buitenland) | Import brandstof | Biobased - Eenvoudig |  |  |  | 14 Koolstof | Import/export balans |  |  |  |  | 0.028 |  |  |  | 0 | 2469080466.198 | Biomassa (hout buitenland) | 2469080466.198
TRANSFORM MC&I | 8073 | 2040 | Import Biomassa (hout buitenland), expensive part | Import brandstof | Biobased - Eenvoudig |  |  |  | 14 Koolstof | Import/export balans |  |  |  |  | 0.028 |  |  |  | 0 | 963.5749 | Biomassa (hout buitenland), expensive part | 963.5749
TRANSFORM MC&I | 8003 | 2040 | Import Biomassa (hout) | Import brandstof | Biobased - Eenvoudig |  |  |  | 14 Koolstof | Import/export balans |  |  |  |  | 0.028 |  |  |  | 0 | 2315.797 | Biomassa (hout) | 2315.797
TRANSFORM MC&I | 8093 | 2040 | Import Biomassa (natte stromen) | Import brandstof | Biobased - Eenvoudig |  |  |  | 14 Koolstof | Import/export balans |  |  |  |  | 0.028 |  |  |  | 0 | 0 | Biomassa (natte stromen) | 0
TRANSFORM MC&I | 8027 | 2040 | Import Biomassa (suikers) | Import brandstof | Biobased - Eenvoudig |  |  |  | 14 Koolstof | Import/export balans |  |  |  |  | 0.028 |  |  |  | 0 | 108.6356 | Biomassa (suikers) | 108.6356
TRANSFORM MC&I | 8077 | 2040 | Import Biomassa (zetmeel) | Import brandstof | Biobased - Complex |  |  |  | 14 Koolstof | Import/export balans |  |  |  |  | 0.028 |  |  |  | 0 | 0 | Biomassa (zetmeel) | 0
TRANSFORM MC&I | 8033 | 2040 | Import Biomethanol | Import brandstof | Biobased - Complex |  |  |  | 14 Koolstof | Import/export balans |  |  |  |  | 0.028 |  |  |  | 0 | 0 | Biomethanol | 0
TRANSFORM MC&I | 8013 | 2040 | Import Bionaphta | Import brandstof | Biobased - Complex |  |  |  | 14 Koolstof | Import/export balans |  |  |  |  | 0.028 |  |  |  | 0 | 133862075.4297 | Bionaphta | 133862075.4297
TRANSFORM MC&I | 8063 | 2040 | Import Cokes | Import brandstof | Fossiel - Complex |  |  |  | 14 Koolstof | Import/export balans |  |  |  |  | 0.028 |  |  |  | 0 | 2459201.2125 | Cokes | 2459201.2125
TRANSFORM MC&I | 8071 | 2040 | Import Cokesovengas | Import brandstof | Fossiel - Eenvoudig |  |  |  | 14 Koolstof | Import/export balans |  |  |  |  | 0.028 |  |  |  | 0 | 0 | Cokesovengas | 0
TRANSFORM MC&I | 8056 | 2040 | Import Diesel | Import brandstof | Fossiel - Complex |  |  |  | 14 Koolstof | Import/export balans |  |  |  |  | 0.028 |  |  |  | 0 | 2.524e-08 | Diesel | 2.524e-08
TRANSFORM MC&I | 8050 | 2040 | Import E-inhoud mest | Import brandstof | Biobased - Eenvoudig |  |  |  | 14 Koolstof | Import/export balans |  |  |  |  | 0.028 |  |  |  | 0 | -407670022.2006 | E-inhoud mest | -407670022.2006
TRANSFORM MC&I | 8001 | 2040 | Import Elektriciteit | Import brandstof | Elektriciteit |  |  |  | 11 Elektriciteit | Import/export balans |  |  |  |  | 0.028 |  |  |  | 0 | 681.3315 | Elektriciteit | 681.3315
TRANSFORM MC&I | 8083 | 2040 | Import Export elektriciteit | Import brandstof | Elektriciteit |  |  |  | 11 Elektriciteit | Import/export balans |  |  |  |  | 0.028 |  |  |  | 0 | 0 | Export elektriciteit | 0
TRANSFORM MC&I | 8076 | 2040 | Import Gas transport | Import brandstof | Fossiel - Eenvoudig |  |  |  | 14 Koolstof | Import/export balans |  |  |  |  | 0.028 |  |  |  | 0 | 0 | Gas transport | 0
TRANSFORM MC&I | 8085 | 2040 | Import Gas winning | Import brandstof | Fossiel - Eenvoudig |  |  |  | 14 Koolstof | Import/export balans |  |  |  |  | 0.028 |  |  |  | 0 | 0 | Gas winning | 0
TRANSFORM MC&I | 8058 | 2040 | Import HFO | Import brandstof | Fossiel - Complex |  |  |  | 14 Koolstof | Import/export balans |  |  |  |  | 0.028 |  |  |  | 0 | 0 | HFO | 0
TRANSFORM MC&I | 8016 | 2040 | Import Heat100to200 | Import brandstof | Warmte |  |  |  | 12 Warmte | Import/export balans |  |  |  |  | 0.028 |  |  |  | 0 | 0 | Heat100to200 | 0
TRANSFORM MC&I | 8040 | 2040 | Import Heat200to400 | Import brandstof | Warmte |  |  |  | 12 Warmte | Import/export balans |  |  |  |  | 0.028 |  |  |  | 0 | 0 | Heat200to400 | 0
TRANSFORM MC&I | 8051 | 2040 | Import HeatDir200to400 | Import brandstof | Warmte |  |  |  | 12 Warmte | Import/export balans |  |  |  |  | 0.028 |  |  |  | 0 | 0 | HeatDir200to400 | 0
TRANSFORM MC&I | 8048 | 2040 | Import HeatHT400 | Import brandstof | Warmte |  |  |  | 12 Warmte | Import/export balans |  |  |  |  | 0.028 |  |  |  | 0 | 0 | HeatHT400 | 0
TRANSFORM MC&I | 8055 | 2040 | Import Hoogovengas | Import brandstof | Fossiel - Eenvoudig |  |  |  | 14 Koolstof | Import/export balans |  |  |  |  | 0.028 |  |  |  | 0 | 0 | Hoogovengas | 0
TRANSFORM MC&I | 8095 | 2040 | Import Hydrogen export | Import brandstof | Waterstof |  |  |  | 13 Waterstof | Import/export balans |  |  |  |  | 0.028 |  |  |  | 0 | 0 | Hydrogen export | 0
TRANSFORM MC&I | 8080 | 2040 | Import Hydrogen import | Import brandstof | Waterstof |  |  |  | 13 Waterstof | Import/export balans |  |  |  |  | 0.028 |  |  |  | 0 | 15316149628.0736 | Hydrogen import | 15316149628.0736
TRANSFORM MC&I | 8037 | 2040 | Import Import elektriciteit | Import brandstof | Elektriciteit |  |  |  | 11 Elektriciteit | Import/export balans |  |  |  |  | 0.028 |  |  |  | 0 | 601700345.4192 | Import elektriciteit | 601700345.4192
TRANSFORM MC&I | 8059 | 2040 | Import Kerosine | Import brandstof | Fossiel - Complex |  |  |  | 14 Koolstof | Import/export balans |  |  |  |  | 0.028 |  |  |  | 0 | 2269097.5489 | Kerosine | 2269097.5489
TRANSFORM MC&I | 8049 | 2040 | Import Kolen | Import brandstof | Fossiel - Complex |  |  |  | 14 Koolstof | Import/export balans |  |  |  |  | 0.028 |  |  |  | 0 | 1935.2615 | Kolen | 1935.2615
TRANSFORM MC&I | 8084 | 2040 | Import LNG for shipping | Import brandstof | Fossiel - Eenvoudig |  |  |  | 14 Koolstof | Import/export balans |  |  |  |  | 0.028 |  |  |  | 0 | 1183804450.7876 | LNG for shipping | 1183804450.7876
TRANSFORM MC&I | 8057 | 2040 | Import LPG | Import brandstof | Fossiel - Complex |  |  |  | 14 Koolstof | Import/export balans |  |  |  |  | 0.028 |  |  |  | 0 | 2.2686e-08 | LPG | 2.2686e-08
TRANSFORM MC&I | 8072 | 2040 | Import Methanol | Import brandstof | Fossiel - Complex |  |  |  | 14 Koolstof | Import/export balans |  |  |  |  | 0.028 |  |  |  | 0 | 724311.4557 | Methanol | 724311.4557
TRANSFORM MC&I | 8065 | 2040 | Import Methanol for shipping | Import brandstof | Fossiel - Complex |  |  |  | 14 Koolstof | Import/export balans |  |  |  |  | 0.028 |  |  |  | 0 | 724268.7617 | Methanol for shipping | 724268.7617
TRANSFORM MC&I | 8053 | 2040 | Import Naphta | Import brandstof | Fossiel - Complex |  |  |  | 14 Koolstof | Import/export balans |  |  |  |  | 0.028 |  |  |  | 0 | 0 | Naphta | 0
TRANSFORM MC&I | 8054 | 2040 | Import Olie | Import brandstof | Fossiel - Complex |  |  |  | 14 Koolstof | Import/export balans |  |  |  |  | 0.028 |  |  |  | 0 | 6343625759.2258 | Olie | 6343625759.2258
TRANSFORM MC&I | 8079 | 2040 | Import Oliegrondstoffen | Import brandstof | Fossiel - Complex |  |  |  | 14 Koolstof | Import/export balans |  |  |  |  | 0.028 |  |  |  | 0 | 0 | Oliegrondstoffen | 0
TRANSFORM MC&I | 8045 | 2040 | Import Overige olieproducten | Import brandstof | Fossiel - Complex |  |  |  | 14 Koolstof | Import/export balans |  |  |  |  | 0.028 |  |  |  | 0 | 895779582.2934 | Overige olieproducten | 895779582.2934
TRANSFORM MC&I | 8075 | 2040 | Import Plastic pyrolysis oil | Import brandstof | Fossiel - Complex |  |  |  | 14 Koolstof | Import/export balans |  |  |  |  | 0.028 |  |  |  | 0 | 1289582.5186 | Plastic pyrolysis oil | 1289582.5186
TRANSFORM MC&I | 8052 | 2040 | Import Restgassen | Import brandstof | Fossiel - Complex |  |  |  | 14 Koolstof | Import/export balans |  |  |  |  | 0.028 |  |  |  | 0 | 533.6415 | Restgassen | 533.6415
TRANSFORM MC&I | 8047 | 2040 | Import Synthetic LPG | Import brandstof | Synthetisch |  |  |  | 14 Koolstof | Import/export balans |  |  |  |  | 0.028 |  |  |  | 0 | 8.5316 | Synthetic LPG | 8.5316
TRANSFORM MC&I | 8070 | 2040 | Import Synthetic benzine | Import brandstof | Synthetisch |  |  |  | 14 Koolstof | Import/export balans |  |  |  |  | 0.028 |  |  |  | 0 | 26189.261 | Synthetic benzine | 26189.261
TRANSFORM MC&I | 8018 | 2040 | Import Synthetic diesel | Import brandstof | Synthetisch |  |  |  | 14 Koolstof | Import/export balans |  |  |  |  | 0.028 |  |  |  | 0 | 1044994489.469 | Synthetic diesel | 1044994489.469
TRANSFORM MC&I | 8020 | 2040 | Import Synthetic kerosine | Import brandstof | Synthetisch |  |  |  | 14 Koolstof | Import/export balans |  |  |  |  | 0.028 |  |  |  | 0 | 424497499.6788 | Synthetic kerosine | 424497499.6788
TRANSFORM MC&I | 8023 | 2040 | Import Synthetic methanol | Import brandstof | Synthetisch |  |  |  | 14 Koolstof | Import/export balans |  |  |  |  | 0.028 |  |  |  | 0 | 79.7809 | Synthetic methanol | 79.7809
TRANSFORM MC&I | 8029 | 2040 | Import Synthetic methanol for shipping | Import brandstof | Synthetisch |  |  |  | 14 Koolstof | Import/export balans |  |  |  |  | 0.028 |  |  |  | 0 | 125013078.8644 | Synthetic methanol for shipping | 125013078.8644
TRANSFORM MC&I | 8019 | 2040 | Import Synthetic naphtha | Import brandstof | Synthetisch |  |  |  | 14 Koolstof | Import/export balans |  |  |  |  | 0.028 |  |  |  | 0 | 250611760.2267 | Synthetic naphtha | 250611760.2267
TRANSFORM MC&I | 8005 | 2040 | Import Warmte | Import brandstof | Warmte |  |  |  | 12 Warmte | Import/export balans |  |  |  |  | 0.028 |  |  |  | 0 | 4.9079e-14 | Warmte | 4.9079e-14
TRANSFORM MC&I | 8006 | 2040 | Import Waterstof | Import brandstof | Waterstof |  |  |  | 13 Waterstof | Import/export balans |  |  |  |  | 0.028 |  |  |  | 0 | 4.9658e-13 | Waterstof | 4.9658e-13
TRANSFORM MC&I | 8007 | 2045 | Import Aardgas | Import brandstof | Fossiel - Eenvoudig |  |  |  | 14 Koolstof | Import/export balans |  |  |  |  | 0.028 |  |  |  | 0 | 854085841.6622 | Aardgas | 854085841.6622
TRANSFORM MC&I | 8031 | 2045 | Import Aardgas feedstock | Import brandstof | Fossiel - Eenvoudig |  |  |  | 14 Koolstof | Import/export balans |  |  |  |  | 0.028 |  |  |  | 0 | 14.41 | Aardgas feedstock | 14.41
TRANSFORM MC&I | 8028 | 2045 | Import Ammonia | Import brandstof | Waterstof |  |  |  | 13 Waterstof | Import/export balans |  |  |  |  | 0.028 |  |  |  | 0 | 1384053129.2671 | Ammonia | 1384053129.2671
TRANSFORM MC&I | 8081 | 2045 | Import Ammonia export | Import brandstof | Waterstof |  |  |  | 13 Waterstof | Import/export balans |  |  |  |  | 0.028 |  |  |  | 0 | 0 | Ammonia export | 0
TRANSFORM MC&I | 8087 | 2045 | Import Ammonia import | Import brandstof | Waterstof |  |  |  | 13 Waterstof | Import/export balans |  |  |  |  | 0.028 |  |  |  | 0 | 0 | Ammonia import | 0
TRANSFORM MC&I | 8089 | 2045 | Import Aromatics | Import brandstof | Fossiel - Complex |  |  |  | 14 Koolstof | Import/export balans |  |  |  |  | 0.028 |  |  |  | 0 | 233138455.3154 | Aromatics | 233138455.3154
TRANSFORM MC&I | 8060 | 2045 | Import Benzine | Import brandstof | Fossiel - Complex |  |  |  | 14 Koolstof | Import/export balans |  |  |  |  | 0.028 |  |  |  | 0 | 0 | Benzine | 0
TRANSFORM MC&I | 8078 | 2045 | Import Bio-DME | Import brandstof | Biobased - Complex |  |  |  | 14 Koolstof | Import/export balans |  |  |  |  | 0.028 |  |  |  | 0 | 879703021.5372 | Bio-DME | 879703021.5372
TRANSFORM MC&I | 8042 | 2045 | Import Bio-LNG for shipping | Import brandstof | Biobased - Eenvoudig |  |  |  | 14 Koolstof | Import/export balans |  |  |  |  | 0.028 |  |  |  | 0 | 7340523.4182 | Bio-LNG for shipping | 7340523.4182
TRANSFORM MC&I | 8044 | 2045 | Import Bio-LPG | Import brandstof | Biobased - Complex |  |  |  | 14 Koolstof | Import/export balans |  |  |  |  | 0.028 |  |  |  | 0 | 0.95486 | Bio-LPG | 0.95486
TRANSFORM MC&I | 8035 | 2045 | Import Bio-Methanol for shipping | Import brandstof | Biobased - Complex |  |  |  | 14 Koolstof | Import/export balans |  |  |  |  | 0.028 |  |  |  | 0 | 0 | Bio-Methanol for shipping | 0
TRANSFORM MC&I | 8090 | 2045 | Import Bio-aromatics | Import brandstof | Biobased - Complex |  |  |  | 14 Koolstof | Import/export balans |  |  |  |  | 0.028 |  |  |  | 0 | 7361965.6759 | Bio-aromatics | 7361965.6759
TRANSFORM MC&I | 8066 | 2045 | Import Bio-ethanol | Import brandstof | Biobased - Complex |  |  |  | 14 Koolstof | Import/export balans |  |  |  |  | 0.028 |  |  |  | 0 | 2357469.0566 | Bio-ethanol | 2357469.0566
TRANSFORM MC&I | 8067 | 2045 | Import BioHFO | Import brandstof | Biobased - Complex |  |  |  | 14 Koolstof | Import/export balans |  |  |  |  | 0.028 |  |  |  | 0 | 7361872.5781 | BioHFO | 7361872.5781
TRANSFORM MC&I | 8034 | 2045 | Import Biobenzine | Import brandstof | Biobased - Complex |  |  |  | 14 Koolstof | Import/export balans |  |  |  |  | 0.028 |  |  |  | 0 | 861543620.1193 | Biobenzine | 861543620.1193
TRANSFORM MC&I | 8015 | 2045 | Import Biodiesel | Import brandstof | Biobased - Complex |  |  |  | 14 Koolstof | Import/export balans |  |  |  |  | 0.028 |  |  |  | 0 | 2140145797.032 | Biodiesel | 2140145797.032
TRANSFORM MC&I | 8010 | 2045 | Import Biokerosine | Import brandstof | Biobased - Complex |  |  |  | 14 Koolstof | Import/export balans |  |  |  |  | 0.028 |  |  |  | 0 | 1716748339.561 | Biokerosine | 1716748339.561
TRANSFORM MC&I | 8091 | 2045 | Import Biomass Local Wood chips | Import brandstof | Biobased - Complex |  |  |  | 14 Koolstof | Import/export balans |  |  |  |  | 0.028 |  |  |  | 0 | 0 | Biomass Local Wood chips | 0
TRANSFORM MC&I | 8064 | 2045 | Import Biomass Pyrolysis Oil | Import brandstof | Biobased - Complex |  |  |  | 14 Koolstof | Import/export balans |  |  |  |  | 0.028 |  |  |  | 0 | 202957177.516 | Biomass Pyrolysis Oil | 202957177.516
TRANSFORM MC&I | 8092 | 2045 | Import Biomass Straw | Import brandstof | Biobased - Complex |  |  |  | 14 Koolstof | Import/export balans |  |  |  |  | 0.028 |  |  |  | 0 | 0 | Biomass Straw | 0
TRANSFORM MC&I | 8039 | 2045 | Import Biomassa (AWZ, RWZ en STRT) | Import brandstof | Biobased - Eenvoudig |  |  |  | 14 Koolstof | Import/export balans |  |  |  |  | 0.028 |  |  |  | 0 | 75826679.6791 | Biomassa (AWZ, RWZ en STRT) | 75826679.6791
TRANSFORM MC&I | 8038 | 2045 | Import Biomassa (GFT & VGI) | Import brandstof | Biobased - Eenvoudig |  |  |  | 14 Koolstof | Import/export balans |  |  |  |  | 0.028 |  |  |  | 0 | 617671142.5379 | Biomassa (GFT & VGI) | 617671142.5379
TRANSFORM MC&I | 8062 | 2045 | Import Biomassa (UCO buitenland) | Import brandstof | Biobased - Eenvoudig |  |  |  | 14 Koolstof | Import/export balans |  |  |  |  | 0.028 |  |  |  | 0 | 747961201.0971 | Biomassa (UCO buitenland) | 747961201.0971
TRANSFORM MC&I | 8030 | 2045 | Import Biomassa (afval biogeen) | Import brandstof | Biobased - Eenvoudig |  |  |  | 14 Koolstof | Import/export balans |  |  |  |  | 0.028 |  |  |  | 0 | 0 | Biomassa (afval biogeen) | 0
TRANSFORM MC&I | 8024 | 2045 | Import Biomassa (hout binnenland) | Import brandstof | Biobased - Eenvoudig |  |  |  | 14 Koolstof | Import/export balans |  |  |  |  | 0.028 |  |  |  | 0 | 295356657.4064 | Biomassa (hout binnenland) | 295356657.4064
TRANSFORM MC&I | 8004 | 2045 | Import Biomassa (hout buitenland) | Import brandstof | Biobased - Eenvoudig |  |  |  | 14 Koolstof | Import/export balans |  |  |  |  | 0.028 |  |  |  | 0 | 3240181840.68 | Biomassa (hout buitenland) | 3240181840.68
TRANSFORM MC&I | 8073 | 2045 | Import Biomassa (hout buitenland), expensive part | Import brandstof | Biobased - Eenvoudig |  |  |  | 14 Koolstof | Import/export balans |  |  |  |  | 0.028 |  |  |  | 0 | 149.9988 | Biomassa (hout buitenland), expensive part | 149.9988
TRANSFORM MC&I | 8003 | 2045 | Import Biomassa (hout) | Import brandstof | Biobased - Eenvoudig |  |  |  | 14 Koolstof | Import/export balans |  |  |  |  | 0.028 |  |  |  | 0 | 1291.2154 | Biomassa (hout) | 1291.2154
TRANSFORM MC&I | 8093 | 2045 | Import Biomassa (natte stromen) | Import brandstof | Biobased - Eenvoudig |  |  |  | 14 Koolstof | Import/export balans |  |  |  |  | 0.028 |  |  |  | 0 | 0 | Biomassa (natte stromen) | 0
TRANSFORM MC&I | 8027 | 2045 | Import Biomassa (suikers) | Import brandstof | Biobased - Eenvoudig |  |  |  | 14 Koolstof | Import/export balans |  |  |  |  | 0.028 |  |  |  | 0 | 57.0423 | Biomassa (suikers) | 57.0423
TRANSFORM MC&I | 8077 | 2045 | Import Biomassa (zetmeel) | Import brandstof | Biobased - Complex |  |  |  | 14 Koolstof | Import/export balans |  |  |  |  | 0.028 |  |  |  | 0 | 0 | Biomassa (zetmeel) | 0
TRANSFORM MC&I | 8033 | 2045 | Import Biomethanol | Import brandstof | Biobased - Complex |  |  |  | 14 Koolstof | Import/export balans |  |  |  |  | 0.028 |  |  |  | 0 | 102881918.2831 | Biomethanol | 102881918.2831
TRANSFORM MC&I | 8013 | 2045 | Import Bionaphta | Import brandstof | Biobased - Complex |  |  |  | 14 Koolstof | Import/export balans |  |  |  |  | 0.028 |  |  |  | 0 | 50557640.7718 | Bionaphta | 50557640.7718
TRANSFORM MC&I | 8063 | 2045 | Import Cokes | Import brandstof | Fossiel - Complex |  |  |  | 14 Koolstof | Import/export balans |  |  |  |  | 0.028 |  |  |  | 0 | 168164.703 | Cokes | 168164.703
TRANSFORM MC&I | 8071 | 2045 | Import Cokesovengas | Import brandstof | Fossiel - Eenvoudig |  |  |  | 14 Koolstof | Import/export balans |  |  |  |  | 0.028 |  |  |  | 0 | 0 | Cokesovengas | 0
TRANSFORM MC&I | 8056 | 2045 | Import Diesel | Import brandstof | Fossiel - Complex |  |  |  | 14 Koolstof | Import/export balans |  |  |  |  | 0.028 |  |  |  | 0 | 155179609.427 | Diesel | 155179609.427
TRANSFORM MC&I | 8050 | 2045 | Import E-inhoud mest | Import brandstof | Biobased - Eenvoudig |  |  |  | 14 Koolstof | Import/export balans |  |  |  |  | 0.028 |  |  |  | 0 | -407670004.7562 | E-inhoud mest | -407670004.7562
TRANSFORM MC&I | 8001 | 2045 | Import Elektriciteit | Import brandstof | Elektriciteit |  |  |  | 11 Elektriciteit | Import/export balans |  |  |  |  | 0.028 |  |  |  | 0 | 474.0798 | Elektriciteit | 474.0798
TRANSFORM MC&I | 8083 | 2045 | Import Export elektriciteit | Import brandstof | Elektriciteit |  |  |  | 11 Elektriciteit | Import/export balans |  |  |  |  | 0.028 |  |  |  | 0 | 0 | Export elektriciteit | 0
TRANSFORM MC&I | 8076 | 2045 | Import Gas transport | Import brandstof | Fossiel - Eenvoudig |  |  |  | 14 Koolstof | Import/export balans |  |  |  |  | 0.028 |  |  |  | 0 | 0 | Gas transport | 0
TRANSFORM MC&I | 8085 | 2045 | Import Gas winning | Import brandstof | Fossiel - Eenvoudig |  |  |  | 14 Koolstof | Import/export balans |  |  |  |  | 0.028 |  |  |  | 0 | 0 | Gas winning | 0
TRANSFORM MC&I | 8058 | 2045 | Import HFO | Import brandstof | Fossiel - Complex |  |  |  | 14 Koolstof | Import/export balans |  |  |  |  | 0.028 |  |  |  | 0 | 1.1865e-07 | HFO | 1.1865e-07
TRANSFORM MC&I | 8016 | 2045 | Import Heat100to200 | Import brandstof | Warmte |  |  |  | 12 Warmte | Import/export balans |  |  |  |  | 0.028 |  |  |  | 0 | 2.4716e-14 | Heat100to200 | 2.4716e-14
TRANSFORM MC&I | 8040 | 2045 | Import Heat200to400 | Import brandstof | Warmte |  |  |  | 12 Warmte | Import/export balans |  |  |  |  | 0.028 |  |  |  | 0 | -4.9433e-14 | Heat200to400 | -4.9433e-14
TRANSFORM MC&I | 8051 | 2045 | Import HeatDir200to400 | Import brandstof | Warmte |  |  |  | 12 Warmte | Import/export balans |  |  |  |  | 0.028 |  |  |  | 0 | 3.0895e-15 | HeatDir200to400 | 3.0895e-15
TRANSFORM MC&I | 8048 | 2045 | Import HeatHT400 | Import brandstof | Warmte |  |  |  | 12 Warmte | Import/export balans |  |  |  |  | 0.028 |  |  |  | 0 | 0 | HeatHT400 | 0
TRANSFORM MC&I | 8055 | 2045 | Import Hoogovengas | Import brandstof | Fossiel - Eenvoudig |  |  |  | 14 Koolstof | Import/export balans |  |  |  |  | 0.028 |  |  |  | 0 | 0 | Hoogovengas | 0
TRANSFORM MC&I | 8095 | 2045 | Import Hydrogen export | Import brandstof | Waterstof |  |  |  | 13 Waterstof | Import/export balans |  |  |  |  | 0.028 |  |  |  | 0 | 0 | Hydrogen export | 0
TRANSFORM MC&I | 8080 | 2045 | Import Hydrogen import | Import brandstof | Waterstof |  |  |  | 13 Waterstof | Import/export balans |  |  |  |  | 0.028 |  |  |  | 0 | 12488205256.4452 | Hydrogen import | 12488205256.4452
TRANSFORM MC&I | 8037 | 2045 | Import Import elektriciteit | Import brandstof | Elektriciteit |  |  |  | 11 Elektriciteit | Import/export balans |  |  |  |  | 0.028 |  |  |  | 0 | 666994545.366 | Import elektriciteit | 666994545.366
TRANSFORM MC&I | 8059 | 2045 | Import Kerosine | Import brandstof | Fossiel - Complex |  |  |  | 14 Koolstof | Import/export balans |  |  |  |  | 0.028 |  |  |  | 0 | -2.9663e-08 | Kerosine | -2.9663e-08
TRANSFORM MC&I | 8049 | 2045 | Import Kolen | Import brandstof | Fossiel - Complex |  |  |  | 14 Koolstof | Import/export balans |  |  |  |  | 0.028 |  |  |  | 0 | 246.1319 | Kolen | 246.1319
TRANSFORM MC&I | 8084 | 2045 | Import LNG for shipping | Import brandstof | Fossiel - Eenvoudig |  |  |  | 14 Koolstof | Import/export balans |  |  |  |  | 0.028 |  |  |  | 0 | 596226409.5289 | LNG for shipping | 596226409.5289
TRANSFORM MC&I | 8057 | 2045 | Import LPG | Import brandstof | Fossiel - Complex |  |  |  | 14 Koolstof | Import/export balans |  |  |  |  | 0.028 |  |  |  | 0 | 0 | LPG | 0
TRANSFORM MC&I | 8072 | 2045 | Import Methanol | Import brandstof | Fossiel - Complex |  |  |  | 14 Koolstof | Import/export balans |  |  |  |  | 0.028 |  |  |  | 0 | 729514.6003 | Methanol | 729514.6003
TRANSFORM MC&I | 8065 | 2045 | Import Methanol for shipping | Import brandstof | Fossiel - Complex |  |  |  | 14 Koolstof | Import/export balans |  |  |  |  | 0.028 |  |  |  | 0 | 729424.1579 | Methanol for shipping | 729424.1579
TRANSFORM MC&I | 8053 | 2045 | Import Naphta | Import brandstof | Fossiel - Complex |  |  |  | 14 Koolstof | Import/export balans |  |  |  |  | 0.028 |  |  |  | 0 | 0 | Naphta | 0
TRANSFORM MC&I | 8054 | 2045 | Import Olie | Import brandstof | Fossiel - Complex |  |  |  | 14 Koolstof | Import/export balans |  |  |  |  | 0.028 |  |  |  | 0 | 4341306341.7561 | Olie | 4341306341.7561
TRANSFORM MC&I | 8079 | 2045 | Import Oliegrondstoffen | Import brandstof | Fossiel - Complex |  |  |  | 14 Koolstof | Import/export balans |  |  |  |  | 0.028 |  |  |  | 0 | 0 | Oliegrondstoffen | 0
TRANSFORM MC&I | 8045 | 2045 | Import Overige olieproducten | Import brandstof | Fossiel - Complex |  |  |  | 14 Koolstof | Import/export balans |  |  |  |  | 0.028 |  |  |  | 0 | 743484830.5533 | Overige olieproducten | 743484830.5533
TRANSFORM MC&I | 8075 | 2045 | Import Plastic pyrolysis oil | Import brandstof | Fossiel - Complex |  |  |  | 14 Koolstof | Import/export balans |  |  |  |  | 0.028 |  |  |  | 0 | 945859.473 | Plastic pyrolysis oil | 945859.473
TRANSFORM MC&I | 8052 | 2045 | Import Restgassen | Import brandstof | Fossiel - Complex |  |  |  | 14 Koolstof | Import/export balans |  |  |  |  | 0.028 |  |  |  | 0 | 294.3307 | Restgassen | 294.3307
TRANSFORM MC&I | 8047 | 2045 | Import Synthetic LPG | Import brandstof | Synthetisch |  |  |  | 14 Koolstof | Import/export balans |  |  |  |  | 0.028 |  |  |  | 0 | 888891.4122 | Synthetic LPG | 888891.4122
TRANSFORM MC&I | 8070 | 2045 | Import Synthetic benzine | Import brandstof | Synthetisch |  |  |  | 14 Koolstof | Import/export balans |  |  |  |  | 0.028 |  |  |  | 0 | 3017437.0379 | Synthetic benzine | 3017437.0379
TRANSFORM MC&I | 8018 | 2045 | Import Synthetic diesel | Import brandstof | Synthetisch |  |  |  | 14 Koolstof | Import/export balans |  |  |  |  | 0.028 |  |  |  | 0 | 705924673.2336 | Synthetic diesel | 705924673.2336
TRANSFORM MC&I | 8020 | 2045 | Import Synthetic kerosine | Import brandstof | Synthetisch |  |  |  | 14 Koolstof | Import/export balans |  |  |  |  | 0.028 |  |  |  | 0 | 879305607.2655 | Synthetic kerosine | 879305607.2655
TRANSFORM MC&I | 8023 | 2045 | Import Synthetic methanol | Import brandstof | Synthetisch |  |  |  | 14 Koolstof | Import/export balans |  |  |  |  | 0.028 |  |  |  | 0 | 112408.418 | Synthetic methanol | 112408.418
TRANSFORM MC&I | 8029 | 2045 | Import Synthetic methanol for shipping | Import brandstof | Synthetisch |  |  |  | 14 Koolstof | Import/export balans |  |  |  |  | 0.028 |  |  |  | 0 | 727742065.8914 | Synthetic methanol for shipping | 727742065.8914
TRANSFORM MC&I | 8019 | 2045 | Import Synthetic naphtha | Import brandstof | Synthetisch |  |  |  | 14 Koolstof | Import/export balans |  |  |  |  | 0.028 |  |  |  | 0 | 267132617.975 | Synthetic naphtha | 267132617.975
TRANSFORM MC&I | 8005 | 2045 | Import Warmte | Import brandstof | Warmte |  |  |  | 12 Warmte | Import/export balans |  |  |  |  | 0.028 |  |  |  | 0 | -2.4716e-14 | Warmte | -2.4716e-14
TRANSFORM MC&I | 8006 | 2045 | Import Waterstof | Import brandstof | Waterstof |  |  |  | 13 Waterstof | Import/export balans |  |  |  |  | 0.028 |  |  |  | 0 | 0 | Waterstof | 0
TRANSFORM MC&I | 8007 | 2050 | Import Aardgas | Import brandstof | Fossiel - Eenvoudig |  |  |  | 14 Koolstof | Import/export balans |  |  |  |  | 0.028 |  |  |  | 0 | 247063657.6968 | Aardgas | 247063657.6968
TRANSFORM MC&I | 8031 | 2050 | Import Aardgas feedstock | Import brandstof | Fossiel - Eenvoudig |  |  |  | 14 Koolstof | Import/export balans |  |  |  |  | 0.028 |  |  |  | 0 | 20.1975 | Aardgas feedstock | 20.1975
TRANSFORM MC&I | 8028 | 2050 | Import Ammonia | Import brandstof | Waterstof |  |  |  | 13 Waterstof | Import/export balans |  |  |  |  | 0.028 |  |  |  | 0 | 1419846835.9549 | Ammonia | 1419846835.9549
TRANSFORM MC&I | 8081 | 2050 | Import Ammonia export | Import brandstof | Waterstof |  |  |  | 13 Waterstof | Import/export balans |  |  |  |  | 0.028 |  |  |  | 0 | 0 | Ammonia export | 0
TRANSFORM MC&I | 8087 | 2050 | Import Ammonia import | Import brandstof | Waterstof |  |  |  | 13 Waterstof | Import/export balans |  |  |  |  | 0.028 |  |  |  | 0 | 0 | Ammonia import | 0
TRANSFORM MC&I | 8089 | 2050 | Import Aromatics | Import brandstof | Fossiel - Complex |  |  |  | 14 Koolstof | Import/export balans |  |  |  |  | 0.028 |  |  |  | 0 | 8325189.8922 | Aromatics | 8325189.8922
TRANSFORM MC&I | 8060 | 2050 | Import Benzine | Import brandstof | Fossiel - Complex |  |  |  | 14 Koolstof | Import/export balans |  |  |  |  | 0.028 |  |  |  | 0 | -2.4939e-08 | Benzine | -2.4939e-08
TRANSFORM MC&I | 8078 | 2050 | Import Bio-DME | Import brandstof | Biobased - Complex |  |  |  | 14 Koolstof | Import/export balans |  |  |  |  | 0.028 |  |  |  | 0 | 843275350.459 | Bio-DME | 843275350.459
TRANSFORM MC&I | 8042 | 2050 | Import Bio-LNG for shipping | Import brandstof | Biobased - Eenvoudig |  |  |  | 14 Koolstof | Import/export balans |  |  |  |  | 0.028 |  |  |  | 0 | 8809631.5127 | Bio-LNG for shipping | 8809631.5127
TRANSFORM MC&I | 8044 | 2050 | Import Bio-LPG | Import brandstof | Biobased - Complex |  |  |  | 14 Koolstof | Import/export balans |  |  |  |  | 0.028 |  |  |  | 0 | 3048.638 | Bio-LPG | 3048.638
TRANSFORM MC&I | 8035 | 2050 | Import Bio-Methanol for shipping | Import brandstof | Biobased - Complex |  |  |  | 14 Koolstof | Import/export balans |  |  |  |  | 0.028 |  |  |  | 0 | 0 | Bio-Methanol for shipping | 0
TRANSFORM MC&I | 8090 | 2050 | Import Bio-aromatics | Import brandstof | Biobased - Complex |  |  |  | 14 Koolstof | Import/export balans |  |  |  |  | 0.028 |  |  |  | 0 | 8812305.9342 | Bio-aromatics | 8812305.9342
TRANSFORM MC&I | 8066 | 2050 | Import Bio-ethanol | Import brandstof | Biobased - Complex |  |  |  | 14 Koolstof | Import/export balans |  |  |  |  | 0.028 |  |  |  | 0 | 2390512.4782 | Bio-ethanol | 2390512.4782
TRANSFORM MC&I | 8067 | 2050 | Import BioHFO | Import brandstof | Biobased - Complex |  |  |  | 14 Koolstof | Import/export balans |  |  |  |  | 0.028 |  |  |  | 0 | 8812114.8993 | BioHFO | 8812114.8993
TRANSFORM MC&I | 8034 | 2050 | Import Biobenzine | Import brandstof | Biobased - Complex |  |  |  | 14 Koolstof | Import/export balans |  |  |  |  | 0.028 |  |  |  | 0 | 1042465411.4154 | Biobenzine | 1042465411.4154
TRANSFORM MC&I | 8015 | 2050 | Import Biodiesel | Import brandstof | Biobased - Complex |  |  |  | 14 Koolstof | Import/export balans |  |  |  |  | 0.028 |  |  |  | 0 | 1430004217.2129 | Biodiesel | 1430004217.2129
TRANSFORM MC&I | 8010 | 2050 | Import Biokerosine | Import brandstof | Biobased - Complex |  |  |  | 14 Koolstof | Import/export balans |  |  |  |  | 0.028 |  |  |  | 0 | 2185420981.0155 | Biokerosine | 2185420981.0155
TRANSFORM MC&I | 8091 | 2050 | Import Biomass Local Wood chips | Import brandstof | Biobased - Complex |  |  |  | 14 Koolstof | Import/export balans |  |  |  |  | 0.028 |  |  |  | 0 | 0 | Biomass Local Wood chips | 0
TRANSFORM MC&I | 8064 | 2050 | Import Biomass Pyrolysis Oil | Import brandstof | Biobased - Complex |  |  |  | 14 Koolstof | Import/export balans |  |  |  |  | 0.028 |  |  |  | 0 | 206399253.7416 | Biomass Pyrolysis Oil | 206399253.7416
TRANSFORM MC&I | 8092 | 2050 | Import Biomass Straw | Import brandstof | Biobased - Complex |  |  |  | 14 Koolstof | Import/export balans |  |  |  |  | 0.028 |  |  |  | 0 | 0 | Biomass Straw | 0
TRANSFORM MC&I | 8039 | 2050 | Import Biomassa (AWZ, RWZ en STRT) | Import brandstof | Biobased - Eenvoudig |  |  |  | 14 Koolstof | Import/export balans |  |  |  |  | 0.028 |  |  |  | 0 | 75826694.2257 | Biomassa (AWZ, RWZ en STRT) | 75826694.2257
TRANSFORM MC&I | 8038 | 2050 | Import Biomassa (GFT & VGI) | Import brandstof | Biobased - Eenvoudig |  |  |  | 14 Koolstof | Import/export balans |  |  |  |  | 0.028 |  |  |  | 0 | 727935773.8411 | Biomassa (GFT & VGI) | 727935773.8411
TRANSFORM MC&I | 8062 | 2050 | Import Biomassa (UCO buitenland) | Import brandstof | Biobased - Eenvoudig |  |  |  | 14 Koolstof | Import/export balans |  |  |  |  | 0.028 |  |  |  | 0 | 796564457.9525 | Biomassa (UCO buitenland) | 796564457.9525
TRANSFORM MC&I | 8030 | 2050 | Import Biomassa (afval biogeen) | Import brandstof | Biobased - Eenvoudig |  |  |  | 14 Koolstof | Import/export balans |  |  |  |  | 0.028 |  |  |  | 0 | 0 | Biomassa (afval biogeen) | 0
TRANSFORM MC&I | 8024 | 2050 | Import Biomassa (hout binnenland) | Import brandstof | Biobased - Eenvoudig |  |  |  | 14 Koolstof | Import/export balans |  |  |  |  | 0.028 |  |  |  | 0 | 316768490.1153 | Biomassa (hout binnenland) | 316768490.1153
TRANSFORM MC&I | 8004 | 2050 | Import Biomassa (hout buitenland) | Import brandstof | Biobased - Eenvoudig |  |  |  | 14 Koolstof | Import/export balans |  |  |  |  | 0.028 |  |  |  | 0 | 7558887580.7976 | Biomassa (hout buitenland) | 7558887580.7976
TRANSFORM MC&I | 8073 | 2050 | Import Biomassa (hout buitenland), expensive part | Import brandstof | Biobased - Eenvoudig |  |  |  | 14 Koolstof | Import/export balans |  |  |  |  | 0.028 |  |  |  | 0 | 261.9429 | Biomassa (hout buitenland), expensive part | 261.9429
TRANSFORM MC&I | 8003 | 2050 | Import Biomassa (hout) | Import brandstof | Biobased - Eenvoudig |  |  |  | 14 Koolstof | Import/export balans |  |  |  |  | 0.028 |  |  |  | 0 | 1411.0593 | Biomassa (hout) | 1411.0593
TRANSFORM MC&I | 8093 | 2050 | Import Biomassa (natte stromen) | Import brandstof | Biobased - Eenvoudig |  |  |  | 14 Koolstof | Import/export balans |  |  |  |  | 0.028 |  |  |  | 0 | 0 | Biomassa (natte stromen) | 0
TRANSFORM MC&I | 8027 | 2050 | Import Biomassa (suikers) | Import brandstof | Biobased - Eenvoudig |  |  |  | 14 Koolstof | Import/export balans |  |  |  |  | 0.028 |  |  |  | 0 | 79.5152 | Biomassa (suikers) | 79.5152
TRANSFORM MC&I | 8077 | 2050 | Import Biomassa (zetmeel) | Import brandstof | Biobased - Complex |  |  |  | 14 Koolstof | Import/export balans |  |  |  |  | 0.028 |  |  |  | 0 | 0 | Biomassa (zetmeel) | 0
TRANSFORM MC&I | 8033 | 2050 | Import Biomethanol | Import brandstof | Biobased - Complex |  |  |  | 14 Koolstof | Import/export balans |  |  |  |  | 0.028 |  |  |  | 0 | 0 | Biomethanol | 0
TRANSFORM MC&I | 8013 | 2050 | Import Bionaphta | Import brandstof | Biobased - Complex |  |  |  | 14 Koolstof | Import/export balans |  |  |  |  | 0.028 |  |  |  | 0 | 78042887.719 | Bionaphta | 78042887.719
TRANSFORM MC&I | 8063 | 2050 | Import Cokes | Import brandstof | Fossiel - Complex |  |  |  | 14 Koolstof | Import/export balans |  |  |  |  | 0.028 |  |  |  | 0 | 33.3151 | Cokes | 33.3151
TRANSFORM MC&I | 8071 | 2050 | Import Cokesovengas | Import brandstof | Fossiel - Eenvoudig |  |  |  | 14 Koolstof | Import/export balans |  |  |  |  | 0.028 |  |  |  | 0 | 0 | Cokesovengas | 0
TRANSFORM MC&I | 8056 | 2050 | Import Diesel | Import brandstof | Fossiel - Complex |  |  |  | 14 Koolstof | Import/export balans |  |  |  |  | 0.028 |  |  |  | 0 | 0 | Diesel | 0
TRANSFORM MC&I | 8050 | 2050 | Import E-inhoud mest | Import brandstof | Biobased - Eenvoudig |  |  |  | 14 Koolstof | Import/export balans |  |  |  |  | 0.028 |  |  |  | 0 | -407669996.9561 | E-inhoud mest | -407669996.9561
TRANSFORM MC&I | 8001 | 2050 | Import Elektriciteit | Import brandstof | Elektriciteit |  |  |  | 11 Elektriciteit | Import/export balans |  |  |  |  | 0.028 |  |  |  | 0 | 218.0005 | Elektriciteit | 218.0005
TRANSFORM MC&I | 8083 | 2050 | Import Export elektriciteit | Import brandstof | Elektriciteit |  |  |  | 11 Elektriciteit | Import/export balans |  |  |  |  | 0.028 |  |  |  | 0 | 0 | Export elektriciteit | 0
TRANSFORM MC&I | 8076 | 2050 | Import Gas transport | Import brandstof | Fossiel - Eenvoudig |  |  |  | 14 Koolstof | Import/export balans |  |  |  |  | 0.028 |  |  |  | 0 | 0 | Gas transport | 0
TRANSFORM MC&I | 8085 | 2050 | Import Gas winning | Import brandstof | Fossiel - Eenvoudig |  |  |  | 14 Koolstof | Import/export balans |  |  |  |  | 0.028 |  |  |  | 0 | 0 | Gas winning | 0
TRANSFORM MC&I | 8058 | 2050 | Import HFO | Import brandstof | Fossiel - Complex |  |  |  | 14 Koolstof | Import/export balans |  |  |  |  | 0.028 |  |  |  | 0 | 0 | HFO | 0
TRANSFORM MC&I | 8016 | 2050 | Import Heat100to200 | Import brandstof | Warmte |  |  |  | 12 Warmte | Import/export balans |  |  |  |  | 0.028 |  |  |  | 0 | -2.4893e-14 | Heat100to200 | -2.4893e-14
TRANSFORM MC&I | 8040 | 2050 | Import Heat200to400 | Import brandstof | Warmte |  |  |  | 12 Warmte | Import/export balans |  |  |  |  | 0.028 |  |  |  | 0 | 0 | Heat200to400 | 0
TRANSFORM MC&I | 8051 | 2050 | Import HeatDir200to400 | Import brandstof | Warmte |  |  |  | 12 Warmte | Import/export balans |  |  |  |  | 0.028 |  |  |  | 0 | 1.5558e-15 | HeatDir200to400 | 1.5558e-15
TRANSFORM MC&I | 8048 | 2050 | Import HeatHT400 | Import brandstof | Warmte |  |  |  | 12 Warmte | Import/export balans |  |  |  |  | 0.028 |  |  |  | 0 | -3.1116e-15 | HeatHT400 | -3.1116e-15
TRANSFORM MC&I | 8055 | 2050 | Import Hoogovengas | Import brandstof | Fossiel - Eenvoudig |  |  |  | 14 Koolstof | Import/export balans |  |  |  |  | 0.028 |  |  |  | 0 | 0 | Hoogovengas | 0
TRANSFORM MC&I | 8095 | 2050 | Import Hydrogen export | Import brandstof | Waterstof |  |  |  | 13 Waterstof | Import/export balans |  |  |  |  | 0.028 |  |  |  | 0 | 0 | Hydrogen export | 0
TRANSFORM MC&I | 8080 | 2050 | Import Hydrogen import | Import brandstof | Waterstof |  |  |  | 13 Waterstof | Import/export balans |  |  |  |  | 0.028 |  |  |  | 0 | 12735599360.6948 | Hydrogen import | 12735599360.6948
TRANSFORM MC&I | 8037 | 2050 | Import Import elektriciteit | Import brandstof | Elektriciteit |  |  |  | 11 Elektriciteit | Import/export balans |  |  |  |  | 0.028 |  |  |  | 0 | 1088486502.658 | Import elektriciteit | 1088486502.658
TRANSFORM MC&I | 8059 | 2050 | Import Kerosine | Import brandstof | Fossiel - Complex |  |  |  | 14 Koolstof | Import/export balans |  |  |  |  | 0.028 |  |  |  | 0 | -5.9854e-08 | Kerosine | -5.9854e-08
TRANSFORM MC&I | 8049 | 2050 | Import Kolen | Import brandstof | Fossiel - Complex |  |  |  | 14 Koolstof | Import/export balans |  |  |  |  | 0.028 |  |  |  | 0 | 40.2319 | Kolen | 40.2319
TRANSFORM MC&I | 8084 | 2050 | Import LNG for shipping | Import brandstof | Fossiel - Eenvoudig |  |  |  | 14 Koolstof | Import/export balans |  |  |  |  | 0.028 |  |  |  | 0 | 0 | LNG for shipping | 0
TRANSFORM MC&I | 8057 | 2050 | Import LPG | Import brandstof | Fossiel - Complex |  |  |  | 14 Koolstof | Import/export balans |  |  |  |  | 0.028 |  |  |  | 0 | 0 | LPG | 0
TRANSFORM MC&I | 8072 | 2050 | Import Methanol | Import brandstof | Fossiel - Complex |  |  |  | 14 Koolstof | Import/export balans |  |  |  |  | 0.028 |  |  |  | 0 | 734736.4194 | Methanol | 734736.4194
TRANSFORM MC&I | 8065 | 2050 | Import Methanol for shipping | Import brandstof | Fossiel - Complex |  |  |  | 14 Koolstof | Import/export balans |  |  |  |  | 0.028 |  |  |  | 0 | 235963.2213 | Methanol for shipping | 235963.2213
TRANSFORM MC&I | 8053 | 2050 | Import Naphta | Import brandstof | Fossiel - Complex |  |  |  | 14 Koolstof | Import/export balans |  |  |  |  | 0.028 |  |  |  | 0 | 0 | Naphta | 0
TRANSFORM MC&I | 8054 | 2050 | Import Olie | Import brandstof | Fossiel - Complex |  |  |  | 14 Koolstof | Import/export balans |  |  |  |  | 0.028 |  |  |  | 0 | 2502847965.4391 | Olie | 2502847965.4391
TRANSFORM MC&I | 8079 | 2050 | Import Oliegrondstoffen | Import brandstof | Fossiel - Complex |  |  |  | 14 Koolstof | Import/export balans |  |  |  |  | 0.028 |  |  |  | 0 | 0 | Oliegrondstoffen | 0
TRANSFORM MC&I | 8045 | 2050 | Import Overige olieproducten | Import brandstof | Fossiel - Complex |  |  |  | 14 Koolstof | Import/export balans |  |  |  |  | 0.028 |  |  |  | 0 | 685810844.3553 | Overige olieproducten | 685810844.3553
TRANSFORM MC&I | 8075 | 2050 | Import Plastic pyrolysis oil | Import brandstof | Fossiel - Complex |  |  |  | 14 Koolstof | Import/export balans |  |  |  |  | 0.028 |  |  |  | 0 | 9.0145 | Plastic pyrolysis oil | 9.0145
TRANSFORM MC&I | 8052 | 2050 | Import Restgassen | Import brandstof | Fossiel - Complex |  |  |  | 14 Koolstof | Import/export balans |  |  |  |  | 0.028 |  |  |  | 0 | 399.8849 | Restgassen | 399.8849
TRANSFORM MC&I | 8047 | 2050 | Import Synthetic LPG | Import brandstof | Synthetisch |  |  |  | 14 Koolstof | Import/export balans |  |  |  |  | 0.028 |  |  |  | 0 | 593088.4404 | Synthetic LPG | 593088.4404
TRANSFORM MC&I | 8070 | 2050 | Import Synthetic benzine | Import brandstof | Synthetisch |  |  |  | 14 Koolstof | Import/export balans |  |  |  |  | 0.028 |  |  |  | 0 | 952667.4596 | Synthetic benzine | 952667.4596
TRANSFORM MC&I | 8018 | 2050 | Import Synthetic diesel | Import brandstof | Synthetisch |  |  |  | 14 Koolstof | Import/export balans |  |  |  |  | 0.028 |  |  |  | 0 | 780684266.2077 | Synthetic diesel | 780684266.2077
TRANSFORM MC&I | 8020 | 2050 | Import Synthetic kerosine | Import brandstof | Synthetisch |  |  |  | 14 Koolstof | Import/export balans |  |  |  |  | 0.028 |  |  |  | 0 | 1213544759.2321 | Synthetic kerosine | 1213544759.2321
TRANSFORM MC&I | 8023 | 2050 | Import Synthetic methanol | Import brandstof | Synthetisch |  |  |  | 14 Koolstof | Import/export balans |  |  |  |  | 0.028 |  |  |  | 0 | 56.5545 | Synthetic methanol | 56.5545
TRANSFORM MC&I | 8029 | 2050 | Import Synthetic methanol for shipping | Import brandstof | Synthetisch |  |  |  | 14 Koolstof | Import/export balans |  |  |  |  | 0.028 |  |  |  | 0 | 1197730683.1821 | Synthetic methanol for shipping | 1197730683.1821
TRANSFORM MC&I | 8019 | 2050 | Import Synthetic naphtha | Import brandstof | Synthetisch |  |  |  | 14 Koolstof | Import/export balans |  |  |  |  | 0.028 |  |  |  | 0 | 149988182.1009 | Synthetic naphtha | 149988182.1009
TRANSFORM MC&I | 8005 | 2050 | Import Warmte | Import brandstof | Warmte |  |  |  | 12 Warmte | Import/export balans |  |  |  |  | 0.028 |  |  |  | 0 | 0 | Warmte | 0
TRANSFORM MC&I | 8006 | 2050 | Import Waterstof | Import brandstof | Waterstof |  |  |  | 13 Waterstof | Import/export balans |  |  |  |  | 0.028 |  |  |  | 0 | 0 | Waterstof | 0